{"text_format":"1","workbook":"xlsx","n_sheets":4,"sheets":["Eingabe","Zwischenwerte","Klimadaten","Translation"],"not_rendered":{"charts":0,"images":25,"macros":1,"external_links":0,"defined_names":3,"comments":1,"pivot_tables":0},"unopened":[],"bounds":{"document_bytes":16777216,"sheet_cells":100000,"rows_first":2000,"rows_last":500,"rows_between":2000,"halvings":0,"cell_chars":16384,"cell_head_chars":4096},"cells_cut":0,"cells_raw":0,"read":"whole","date_system":"1900"}

{"sheet":"Eingabe","index":0,"n_rows":38,"n_cols":5,"rows_kept":38,"cut":false,"hidden":false,"merged":[[2,26,2,29],[36,3,36,4],[2,1,2,2],[2,7,2,10]]}
[]
[null,{"$f":"Translation!A3","v":"Heat demand by consumption"}]
[null,"IMT/TR 09/12"]
[]
[null,null,null,{"$f":"(Translation!A4)","v":"Building"}]
[]
[null,null,null,{"$f":"(Translation!A5)","v":"Location (enter city)"}]
[]
[null,null,null,{"$f":"Translation!A6","v":"Year of build"}]
[]
[null,null,null,{"$f":"(Translation!A11)","v":"Type of building"}]
[]
[null,null,null,{"$f":"(Translation!A29)","v":"Average room temperature"}]
[]
[null,null,null,{"$f":"(Translation!A30)","v":"Heating system"}]
[]
[null,null,null,{"$f":"(Translation!A31)","v":"Heat generator"}]
[]
[null,null,null,{"$f":"Zwischenwerte!I7","v":"Consumption in m³/year"},2000]
[]
[null,null,null,{"$f":"(Translation!A41)","v":"Usage"}]
[]
[null,null,null,{"$f":"(Translation!A44)","v":"Age of heating system"}]
[]
[null,null,null,{"$f":"(Translation!A48)","v":"DHW production"}]
[]
[null,null,null,{"$f":"(Translation!A49)","v":"DHW type"}]
[]
[null,null,null,{"$f":"Zwischenwerte!O7","v":"Number of persons"},4]
[]
[null,null,null,{"$f":"(Translation!A55)","v":"Demand period"}]
[]
[null,null,null,{"$f":"(Translation!A68)","v":"Summary"}]
[]
[null,null,null,{"$f":"Translation!A69","v":"Heat demand *"},{"$f":"IF(OR(Zwischenwerte!G70<0,ISERROR(Zwischenwerte!G72)),\"---\",FIXED(Zwischenwerte!G72,1)&\" KW\")","v":"9,9 KW"}]
[]
[null,null,"*",{"$f":"(Translation!A70)","v":"Calculation based on DIN EN 12831 Supplement 2, may 2010"}]
[null,null,null,{"$f":"Translation!A71","v":0}]

{"sheet":"Zwischenwerte","index":1,"n_rows":72,"n_cols":23,"rows_kept":72,"cut":false,"hidden":true,"merged":[[65,10,68,10],[2,19,3,20],[2,21,3,22],[2,7,3,10],[2,13,3,16],[2,17,3,18],[65,16,68,16],[56,10,64,10],[56,16,64,16]]}
[]
[null,null,null,null,"Comoboxen"]
[null,null,null,null,null,null,null,"Energieverbrauch",null,null,null,null,null,"Gebäudetyp /WW-Bedarf",null,null,null,"Art WWB",null,"Bedarfzeitraum WWB",null,"Sprache ändern"]
[null,null,null,null,"Standort","Baujahr","Raumtemp",null,null,null,null,"Nutzungsart","Alter Heizung"]
[null,null,null,null,null,null,null,"Combobox","Einheit","Heizwert","Jährlicher Verbrauch",null,null,"Gebäudetyp /WW-Bedarf","spez Bedarf (Bezug)","Durchschnittsbedarf","Spez. Bedarf (Wert)","Combobox",null,"Combobox","d/a"]
[]
[null,null,null,null,"Holzminden","1980 - 1994","20 °C","Gas boiler",{"$f":"VLOOKUP(H7,H9:I28,2,FALSE)","v":"Consumption in m³/year"},{"$f":"VLOOKUP(H7,H9:J28,3,FALSE)","v":10.4},{"$f":"Eingabe!E19","v":2000},"Heating only","From 1995","Einfamilienhaus",{"$f":"VLOOKUP(N7,N9:O28,2,FALSE)","v":"Number of persons"},{"$f":"VLOOKUP(N7,N9:P29,3,FALSE)","v":1.1000000000000001},{"$f":"Eingabe!E29","v":4},"Building-central without circulation",null,"All year",{"$f":"VLOOKUP(T7,T9:U29,2,FALSE)","v":365},2,{"$f":"VLOOKUP(V7,V9:W29,2,FALSE)","v":"| English"}]
[]
[]
[null,null,null,null,null,{"$f":"(Translation!A7)","v":"From 2009"},"18 °C",{"$f":"Translation!A32","v":"Gas boiler"},{"$f":"Translation!A73","v":"Consumption in m³/year"},10.4,null,{"$f":"(Translation!A42)","v":"Heating only"},{"$f":"Translation!A47","v":"From 1995"},"Einfamilienhaus",{"$f":"Translation!A76","v":"Number of persons"},1.1000000000000001,null,{"$f":"(Translation!A50)","v":"Building-central without circulation"},null,{"$f":"(Translation!A56)","v":"All year"},365,1,"| Deutsch"]
[null,null,null,null,null,{"$f":"(Translation!A8)","v":"1995 - 2008"},"19 °C",{"$f":"Translation!A33","v":"Oil boiler"},{"$f":"Translation!A72","v":"Consumption in l/year"},10.08,null,{"$f":"(Translation!A43)","v":"Heating | DHW"},{"$f":"Translation!A46","v":"1980 - 1994"},"Mehrfamilienhaus",{"$f":"Translation!A76","v":"Number of persons"},1.1000000000000001,null,{"$f":"(Translation!A51)","v":"Building-central with circulation"},null,{"$f":"(Translation!A57)","v":"1 month / year"},30.4,2,"| English"]
[null,null,null,null,null,{"$f":"(Translation!A9)","v":"1980 - 1994"},"20 °C",{"$f":"Translation!A34","v":"Condensing gas boiler"},{"$f":"Translation!A73","v":"Consumption in m³/year"},10.4,null,null,{"$f":"Translation!A45","v":"Before 1980"},{"$f":"(Translation!A13)","v":"Office building"},{"$f":"Translation!A76","v":"Number of persons"},0.4,null,{"$f":"Translation!A52","v":"Apartment-central"},null,{"$f":"(Translation!A58)","v":"2 months / year"},60.8,3,"| Nederlands"]
[null,null,null,null,null,{"$f":"(Translation!A10)","v":"Before 1980"},"21 °C",{"$f":"Translation!A35","v":"Condensing oil boiler"},{"$f":"Translation!A72","v":"Consumption in l/year"},10.08,null,null,null,{"$f":"(Translation!A14)","v":"Hospital"},{"$f":"Translation!A77","v":"Number of beds"},6,null,{"$f":"(Translation!A53)","v":"Apartment-decentral"},null,{"$f":"(Translation!A59)","v":"3 months / year"},91.199999999999989]
[null,null,null,null,null,null,"22 °C",{"$f":"Translation!A36","v":"Storage heater"},{"$f":"Translation!A74","v":"Consumption in kWh/year"},1,null,null,null,{"$f":"(Translation!A15)","v":"School (without showers)"},{"$f":"Translation!A76","v":"Number of persons"},0.4,null,null,null,{"$f":"(Translation!A60)","v":"4 months / year"},121.6]
[null,null,null,null,null,null,null,{"$f":"Translation!A37","v":"Electric heating"},{"$f":"Translation!A74","v":"Consumption in kWh/year"},1,null,null,null,{"$f":"(Translation!A16)","v":"School (with showers)"},{"$f":"Translation!A76","v":"Number of persons"},1.5,null,null,null,{"$f":"(Translation!A61)","v":"5 months / year"},152]
[null,null,null,null,null,null,null,{"$f":"Translation!A38","v":"District heating"},{"$f":"Translation!A74","v":"Consumption in kWh/year"},1,null,null,null,{"$f":"(Translation!A17)","v":"Retailer / Store"},{"$f":"Translation!A78","v":"Number of employees"},1,null,null,null,{"$f":"(Translation!A62)","v":"6 months / year"},182.4]
[null,null,null,null,null,null,null,{"$f":"Translation!A39","v":"Pellet"},{"$f":"Translation!A75","v":"Consumption in kg/year"},4.9000000000000004,null,null,null,{"$f":"(Translation!A18)","v":"Garage (with showers)"},{"$f":"Translation!A78","v":"Number of employees"},1.8,null,null,null,{"$f":"(Translation!A63)","v":"7 months / year"},212.8]
[null,null,null,null,null,null,null,{"$f":"Translation!A40","v":"Other"},{"$f":"Translation!A74","v":"Consumption in kWh/year"},1,null,null,null,{"$f":"(Translation!A19)","v":"Hotel (Standard)"},{"$f":"Translation!A77","v":"Number of beds"},1.9,null,null,null,{"$f":"(Translation!A64)","v":"8 months / year"},243.20000000000002]
[null,null,null,null,null,null,null,null,null,null,null,null,null,{"$f":"(Translation!A20)","v":"Hotel (High standard)"},{"$f":"Translation!A77","v":"Number of beds"},3.5,null,null,null,{"$f":"(Translation!A65)","v":"9 months / year"},273.60000000000002]
[null,null,null,null,null,null,null,null,null,null,null,null,null,{"$f":"(Translation!A21)","v":"Hotel (Luxury)"},{"$f":"Translation!A77","v":"Number of beds"},5.5,null,null,null,{"$f":"(Translation!A66)","v":"10 months / year"},304]
[null,null,null,null,null,null,null,null,null,null,null,null,null,{"$f":"(Translation!A22)","v":"Restaurant"},{"$f":"Translation!A79","v":"Number of seats"},1.1000000000000001,null,null,null,{"$f":"(Translation!A67)","v":"11 months / year"},334.4]
[null,null,null,null,null,null,null,null,null,null,null,null,null,{"$f":"(Translation!A23)","v":"Nursing home"},{"$f":"Translation!A76","v":"Number of persons"},2.2999999999999998]
[null,null,null,null,null,null,null,null,null,null,null,null,null,{"$f":"(Translation!A24)","v":"Barracks"},{"$f":"Translation!A76","v":"Number of persons"},1.8]
[null,null,null,null,null,null,null,null,null,null,null,null,null,{"$f":"(Translation!A25)","v":"Sports facility (with showers)"},{"$f":"Translation!A76","v":"Number of persons"},1.8]
[null,null,null,null,null,null,null,null,null,null,null,null,null,{"$f":"(Translation!A26)","v":"Bakery"},{"$f":"Translation!A78","v":"Number of employees"},5]
[null,null,null,null,null,null,null,null,null,null,null,null,null,{"$f":"(Translation!A27)","v":"Hairdresser"},{"$f":"Translation!A78","v":"Number of employees"},6]
[null,null,null,null,null,null,null,null,null,null,null,null,null,{"$f":"(Translation!A28)","v":"Butcher (with production)"},{"$f":"Translation!A78","v":"Number of employees"},18]
[null,null,null,null,"Stadt eingetragen"]
[null,null,null,null,{"$f":"IF(OR(E7=\"\",ISERROR(VLOOKUP(E7,Klimadaten!B:B,1,FALSE))),FALSE,TRUE)","v":true}]
[]
[]
[]
[]
[]
[]
[]
[]
[]
[]
[]
[]
[]
[]
[]
[]
[]
[]
[]
[]
[]
[]
[]
[]
[]
[null,null,null,null,"Belastungsgrad",null,null,"Heizstunden proJahr",null,null,"Nutzungsgrade"]
[null,null,null,null,"Norm-Außentemp",{"$f":"VLOOKUP(E7,Klimadaten!B:D,2,FALSE)","v":-12},null,{"$f":"F10","v":"From 2009"},{"$f":"VLOOKUP($E$7,Klimadaten!$B:$H,4,FALSE)*24","v":4392},null,null,null,{"$f":"M12","v":"Before 1980"},{"$f":"M11","v":"1980 - 1994"},{"$f":"M10","v":"From 1995"},"Gewählt","Gewählt"]
[null,null,null,null,"Jahresmittel-Temp",{"$f":"VLOOKUP(E7,Klimadaten!B:D,3,FALSE)","v":9.73},null,{"$f":"F11","v":"1995 - 2008"},{"$f":"VLOOKUP($E$7,Klimadaten!$B:$H,5,FALSE)*24","v":5184},null,"Heizung",{"$f":"H10","v":"Gas boiler"},0.78,0.83,0.88,{"$f":"HLOOKUP($M$7,$M$56:$O$69,2,FALSE)","v":0.88},{"$f":"VLOOKUP(H7,L57:Q65,5,FALSE)","v":0.88}]
[null,null,null,null,"Norm-Innentemp.",{"$f":"LEFT(G7,FIND(\" \",G7)-1)","v":"20"},null,"1980 - 1994",{"$f":"VLOOKUP($E$7,Klimadaten!$B:$H,6,FALSE)*24","v":5772},null,null,{"$f":"H11","v":"Oil boiler"},0.78,0.83,0.88,{"$f":"HLOOKUP($M$7,$M$56:$O$69,3,FALSE)","v":0.88}]
[null,null,null,null,"Belastungsgrad WE",{"$f":"(F58-F57)/(F58-F56)","v":0.32093749999999999},null,"Before 1980",{"$f":"VLOOKUP($E$7,Klimadaten!$B:$H,7,FALSE)*24","v":6360},null,null,"Condensing gas boiler","---",0.87,0.92,{"$f":"HLOOKUP($M$7,$M$56:$O$69,4,FALSE)","v":0.92}]
[null,null,null,null,null,null,null,null,null,null,null,"Condensing oil boiler","---",0.87,0.92,{"$f":"HLOOKUP($M$7,$M$56:$O$69,5,FALSE)","v":0.92}]
[null,null,null,null,null,null,null,null,null,null,null,"Storage heater",1,1,1,{"$f":"HLOOKUP($M$7,$M$56:$O$69,6,FALSE)","v":1}]
[null,null,null,null,null,null,null,"th  h/a",{"$f":"VLOOKUP(F7,H56:I59,2,FALSE)","v":5772},null,null,"Electric heating",1,1,1,{"$f":"HLOOKUP($M$7,$M$56:$O$69,7,FALSE)","v":1}]
[null,null,null,null,null,null,null,null,null,null,null,"District heating","---",0.87,0.92,{"$f":"HLOOKUP($M$7,$M$56:$O$69,8,FALSE)","v":0.92}]
[null,null,null,null,null,null,null,"Vollbenutzungsstunden",{"$f":"I62*F59","v":1852.4512499999998},null,null,"Pellet","---","---",0.85,{"$f":"HLOOKUP($M$7,$M$56:$O$69,9,FALSE)","v":0.85}]
[null,null,null,null,null,null,null,null,null,null,null,"Other",0.78,0.83,0.88,{"$f":"HLOOKUP($M$7,$M$56:$O$69,10,FALSE)","v":0.88}]
[null,null,null,null,"Energie",null,null,null,null,null,"WWB",{"$f":"R10","v":"Building-central without circulation"},0.5,0.6,0.7,{"$f":"HLOOKUP($M$7,$M$56:$O$69,11,FALSE)","v":0.7},{"$f":"VLOOKUP(R7,L66:Q69,5,FALSE)","v":0.7}]
[null,null,null,null,"Gesamt-Verbrauch [kWh/a]","E-G,in",{"$f":"J7*K7","v":20800},null,null,null,null,{"$f":"R11","v":"Building-central with circulation"},{"$f":"IF(N7=N10,0.2,0.3)","v":0.2},{"$f":"IF(N7=N10,0.3,0.45)","v":0.3},{"$f":"IF(N7=N10,0.4,0.6)","v":0.4},{"$f":"HLOOKUP($M$7,$M$56:$O$69,12,FALSE)","v":0.4}]
[null,null,null,null,"Bedarf WWB [kWh/a]","QW,b",{"$f":"IF(L7=L10,0,P7*Q7*U7)","v":0},null,null,null,null,{"$f":"R12","v":"Apartment-central"},0.7,0.77500000000000002,0.85,{"$f":"HLOOKUP($M$7,$M$56:$O$69,13,FALSE)","v":0.85}]
[null,null,null,null,"Verbrauch WWB [kWh/a]","E-W,g,In",{"$f":"G68/Q66","v":0},null,null,null,null,{"$f":"R13","v":"Apartment-decentral"},0.8,0.875,0.95,{"$f":"HLOOKUP($M$7,$M$56:$O$69,14,FALSE)","v":0.95}]
[null,null,null,null,"Verbrauch heizung [kWh/a]","E-H,G,In",{"$f":"G67-G69","v":20800}]
[null,null,null,null,"Feuerungsleitung","Phi-H,G,In",{"$f":"G70/(I62*F59)","v":11.228365658745407}]
[null,null,null,null,"Heizlast","Phi,H,G,Out",{"$f":"G71*Q57","v":9.8809617796959586}]

{"sheet":"Klimadaten","index":2,"n_rows":10194,"n_cols":8,"rows_kept":10194,"cut":false,"hidden":true,"merged":[[0,0,0,7]]}
["Deutschland"]
["PLZ","Stadt","Norm-Außentemp.","Jahres-Mitteltemp.","Heiztage Neubau Heizgrenze 10°C","Heiztage ab 1995 Heizgrenze 12°C","Heiztage 1980-1995 Heizgrenze 13,5°C","Heiztage vor 1980 Heizgrenze 15°C"]
["1....","Berlin",-14,9.83,182,211,234,257]
["22...","Hamburg",-12,9.2200000000000006,192,225,253.5,282]
["8....","München",-16,9.07,190,218,241.5,265]
["5....","Köln",-10,10.66,170,202,230,258]
["60...","Frankfurt / Main",-12,10.37,176,205,228.5,252]
["7....","Stuttgart",-12,9.26,190,221,245,269]
["44...","Dortmund",-12,10.7,170,202,230,258]
["40...","Düsseldorf",-10,10.66,170,202,230,258]
["45...","Essen",-10,10.7,170,202,230,258]
["28...","Bremen",-12,9.4,190,223,252,281]
["30...","Hannover",-14,9.44,187,220,247.5,275]
["04...","Leipzig",-14,9.3699999999999992,188,218,242.5,267]
["010..","Dresden",-14,9.2899999999999991,189,219,242.5,266]
["904..","Nürnberg",-16,9.2200000000000006,192,220,243.5,267]
["1805.","Rostock",-10,9.0399999999999991,196,226,253.5,281]
["72280","Aach",-16,9.26,190,221,245,269]
["78267","Aach/Hegau",-14,9.7100000000000009,186,214,237.5,261]
["520..","Aachen",-12,10.24,176,211,239.5,268]
["7343.","Aalen / Württ.",-16,9.26,190,221,245,269]
["65326","Aarbergen",-14,8.4700000000000006,205,240,267.5,295]
["19322","Abbendorf",-14,8.89,197,227,255,283]
["30900","Abbensen",-14,9.44,187,220,247.5,275]
["31234","Abbensen",-14,9.44,187,220,247.5,275]
["93326","Abensberg",-18,8.76,194,222,244.5,267]
["08485","Abhorn",-16,8.43,202,233,258.5,284]
["37290","Abterode",-16,9.73,183,216,240.5,265]
["04347","Abtnaundorf",-14,9.3699999999999992,188,218,242.5,267]
["94261","Abtschlag",-18,8.76,194,222,244.5,267]
["73453","Abtsgmünd",-16,9.26,190,221,245,269]
["69518","Abtsteinach",-12,9.5500000000000007,186,216,240.5,265]
["83101","Achenmühle",-18,7.01,227,260,283,306]
["77855","Achern",-12,10.86,169,197,221,245]
["28832","Achim",-12,9.4,190,223,252,281]
["82547","Achmühle",-16,7.42,217,249,272.5,296]
["88480","Achstetten",-16,9.26,190,221,245,269]
["47626","Achterhoek",-10,10.66,170,202,230,258]
["25917","Achtrup",-10,8.51,204,239,269.5,300]
["37581","Ackenhausen",-16,9.73,183,216,240.5,265]
["73099","Adelberg",-16,9.26,190,221,245,269]
["37139","Adelebsen",-14,9.73,183,216,240.5,265]
["79618","Adelhausen",-12,9.26,190,221,245,269]
["73486","Adelmannsfelden",-16,9.26,190,221,245,269]
["79669","Adelsberg",-16,9.26,190,221,245,269]
["97737","Adelsberg",-14,9.5500000000000007,186,216,240.5,265]
["85111","Adelschlag",-16,9.07,190,218,241.5,265]
["74740","Adelsheim",-14,9.26,190,221,245,269]
["86477","Adelsried",-16,10.24,200,230,254,278]
["04886","Adelwitz",-16,9.3699999999999992,188,218,242.5,267]
["21365","Adendorf",-12,9.2200000000000006,192,225,253.5,282]
["31171","Adensen",-14,9.44,187,220,247.5,275]
["31079","Adenstedt",-16,9.44,187,220,247.5,275]
["84166","Adlkofen",-16,8.76,194,222,244.5,267]
["08626","Adorf/Vogtland",-18,7.71,213,246,270,294]
["31855","Aerzen",-14,9.44,187,220,247.5,275]
["71563","Affalterbach",-14,9.26,190,221,245,269]
["74182","Affaltrach",-14,9.26,190,221,245,269]
["86444","Affing",-16,10.24,200,230,254,278]
["71083","Affstätt",-16,9.26,190,221,245,269]
["74858","Aglasterhausen",-12,9.26,190,221,245,269]
["48683","Ahaus",-10,9.44,187,220,247.5,275]
["88697","Ahausen",-12,9.26,190,221,245,269]
["72160","Ahldorf",-16,9.26,190,221,245,269]
["5922.","Ahlen/Westf.",-12,8.4700000000000006,205,240,267.5,295]
["06313","Ahlsdorf",-14,9.3699999999999992,188,218,242.5,267]
["32609","Ahlsen",-12,9.73,183,216,240.5,265]
["34292","Ahnatal",-14,9.73,183,216,240.5,265]
["29353","Ahnsbeck",-14,9.44,187,220,247.5,275]
["94527","Aholming",-18,8.76,194,222,244.5,267]
["96482","Ahorn",-16,9.0299999999999994,194,223,247,271]
["74744","Ahorn",-16,9.26,190,221,245,269]
["95491","Ahorntal",-16,6.95,226,258,280.5,303]
["38707","Ahrensberg",-12,9.3000000000000007,189,219,245,271]
["22926","Ahrensburg",-12,9.2200000000000006,192,225,253.5,282]
["16356","Ahrensfelde",-14,9.14,194,221,246.5,272]
["18320","Ahrenshagen",-10,9.0399999999999991,196,226,253.5,281]
["53945","Ahrhütte",-14,8.4700000000000006,205,240,267.5,295]
["86551","Aichach",-16,10.24,200,230,254,278]
["92262","Aichach",-16,9.2200000000000006,192,220,243.5,267]
["72539","Aichelau",-16,9.26,190,221,245,269]
["73101","Aichelberg",-16,9.26,190,221,245,269]
["75323","Aichelberg",-16,9.26,190,221,245,269]
["78733","Aichhalden",-16,9.26,190,221,245,269]
["88317","Aichstetten",-16,9.26,190,221,245,269]
["72631","Aichtal",-14,9.26,190,221,245,269]
["73773","Aichwald",-14,9.26,190,221,245,269]
["84539","Aidenbach",-16,8.76,194,222,244.5,267]
["94501","Aidenbach",-16,8.76,194,222,244.5,267]
["97491","Aidhausen",-16,9.5500000000000007,186,216,240.5,265]
["71134","Aidlingen",-16,9.26,190,221,245,269]
["88448","Aigendorf",-16,9.26,190,221,245,269]
["88048","Ailingen",-12,9.7100000000000009,186,214,237.5,261]
["86447","Aindling",-16,10.24,200,230,254,278]
["83404","Ainring",-16,7.01,227,260,283,306]
["83026","Aising",-18,7.01,227,260,283,306]
["89344","Aislingen",-16,10.24,200,230,254,278]
["94330","Aiterhofen",-18,8.76,194,222,244.5,267]
["88319","Aitrach",-16,9.26,190,221,245,269]
["78554","Aixheim",-18,9.26,190,221,245,269]
["37671","Albaxen",-12,9.73,183,216,240.5,265]
["79774","Albbruck",-12,9.26,190,221,245,269]
["08280","Albernau",-16,7.71,213,246,270,294]
["08280","Alberoda",-16,7.71,213,246,270,294]
["04420","Albersdorf",-14,9.3699999999999992,188,218,242.5,267]
["25767","Albersdorf, Holst",-12,8.51,204,239,269.5,300]
["73095","Albershausen",-16,9.26,190,221,245,269]
["76857","Albersweiler",-12,9.36,191,223,248.5,274]
["88433","Alberweiler",-16,9.26,190,221,245,269]
["72458","Albstadt",-18,9.26,190,221,245,269]
["72461","Albstadt",-18,9.26,190,221,245,269]
["57258","Alchen",-12,8.4700000000000006,205,240,267.5,295]
["52457","Aldenhoven",-12,10.24,176,211,239.5,268]
["94501","Aldersbach",-16,8.76,194,222,244.5,267]
["78554","Aldingen",-18,9.26,190,221,245,269]
["86733","Alerheim",-16,10.24,200,230,254,278]
["91793","Alesheim",-16,9.2200000000000006,192,220,243.5,267]
["73553","Alfdorf",-16,9.26,190,221,245,269]
["31061","Alfeld",-16,9.44,187,220,247.5,275]
["91236","Alfeld",-16,9.2200000000000006,192,220,243.5,267]
["91177","Alfershausen",-16,9.2200000000000006,192,220,243.5,267]
["49594","Alfhausen",-12,9.44,187,220,247.5,275]
["53347","Alfter",-12,8.4700000000000006,205,240,267.5,295]
["99310","Alkersleben",-14,8.43,202,233,258.5,284]
["59846","Allendorf",-14,8.4700000000000006,205,240,267.5,295]
["35108","Allendorf/Eder",-14,9.73,183,216,240.5,265]
["90584","Allersberg",-16,9.2200000000000006,192,220,243.5,267]
["88422","Alleshausen",-16,9.26,190,221,245,269]
["82239","Alling",-16,7.42,217,249,272.5,296]
["78464","Allmannsdorf",-12,9.7100000000000009,186,214,237.5,261]
["77963","Allmannsweier",-12,10.86,169,197,221,245]
["89604","Allmendingen",-14,10.24,200,230,254,278]
["71573","Allmersbach im Tal",-14,9.26,190,221,245,269]
["06507","Allrode / Harz",-16,9.3699999999999992,188,218,242.5,267]
["06542","Allstedt",-14,9.3699999999999992,188,218,242.5,267]
["31079","Almstedt",-16,9.44,187,220,247.5,275]
["46519","Alpen",-10,10.66,170,202,230,258]
["46519","Alpen-Bönninghardt",-10,10.66,170,202,230,258]
["99195","Alperstedt",-14,8.43,202,233,258.5,284]
["72275","Alpirsbach",-16,9.26,190,221,245,269]
["52477","Alsdorf/Rheinl.",-12,10.24,176,211,239.5,268]
["67722","Alsenbrück",-12,9.36,191,223,248.5,274]
["36304","Alsfeld",-14,9.73,183,216,240.5,265]
["67577","Alsheim",-12,9.36,191,223,248.5,274]
["57515","Alsting (Frankreich)",-12,8.4700000000000006,205,240,267.5,295]
["19303","Alt Jabel",-12,8.89,197,227,255,283]
["18236","Alt Karin",-10,9.0399999999999991,196,226,253.5,281]
["75365","Altburg",-16,9.26,190,221,245,269]
["75365","Altburg ",-16,9.26,190,221,245,269]
["03229","Altdöbern",-16,9.1,192,221,244.5,268]
["77955","Altdorf",-12,10.86,169,197,221,245]
["90518","Altdorf",-16,9.2200000000000006,192,220,243.5,267]
["84032","Altdorf",-16,8.76,194,222,244.5,267]
["71155","Altdorf",-16,9.26,190,221,245,269]
["72655","Altdorf",-16,9.26,190,221,245,269]
["83549","Alteiselfing",-16,7.01,227,260,283,306]
["58762","Altena / Westf.",-12,8.4700000000000006,205,240,267.5,295]
["53505","Altenahr",-14,8.4700000000000006,205,240,267.5,295]
["38707","Altenau",-16,9.3000000000000007,189,219,245,271]
["04828","Altenbach",-14,9.3699999999999992,188,218,242.5,267]
["33184","Altenbeken",-14,9.73,183,216,240.5,265]
["01773","Altenberg",-16,9.2899999999999991,189,219,242.5,266]
["49733","Altenberge",-10,9.44,187,220,247.5,275]
["48341","Altenbergen",-12,9.44,187,220,247.5,275]
["34587","Altenbrunslar",-14,9.73,183,216,240.5,265]
["34587","Altenburg",-14,9.73,183,216,240.5,265]
["04600","Altenburg",-14,9.3699999999999992,188,218,242.5,267]
["29574","Altenebstorf",-14,9.44,187,220,247.5,275]
["45329","Altenessen",-10,10.66,170,202,230,258]
["98701","Altenfeld",-16,7.71,213,246,270,294]
["66885","Altenglau",-14,9.36,191,223,248.5,274]
["36391","Altengronau",-14,9.73,183,216,240.5,265]
["33729","Altenhagen",-12,9.73,183,216,240.5,265]
["31558","Altenhagen",-14,9.44,187,220,247.5,275]
["85356","Altenhausen",-16,9.07,190,218,241.5,265]
["77743","Altenheim",-12,10.86,169,197,221,245]
["96479","Altenhof",-16,9.0299999999999994,194,223,247,271]
["16244","Altenhof",-14,9.14,194,221,246.5,272]
["57368","Altenhundem",-14,8.4700000000000006,205,240,267.5,295]
["57610","Altenkirchen",-14,8.4700000000000006,205,240,267.5,295]
["66903","Altenkirchen",-12,9.36,191,223,248.5,274]
["23730","Altenkrempe",-10,8.89,197,227,255,283]
["83352","Altenmarkt",-16,7.01,227,260,283,306]
["29575","Altenmedingen",-12,9.44,187,220,247.5,275]
["26169","Altenoythe",-12,9.93,181,215,245.5,276]
["95500","Altenplos",-16,6.95,226,258,280.5,303]
["72657","Altenriet",-16,9.26,190,221,245,269]
["06642","Altenrode",-14,9.3699999999999992,188,218,242.5,267]
["89281","Altenstadt",-16,10.24,200,230,254,278]
["92665","Altenstadt",-16,9.2200000000000006,192,220,243.5,267]
["72213","Altensteig",-16,9.26,190,221,245,269]
["17087","Altentreptow",-14,8.7200000000000006,197,227,255,283]
["97327","Altertheim",-14,9.5500000000000007,186,216,240.5,265]
["66802","Altforweiler",-12,9.36,191,223,248.5,274]
["01462","Altfranken",-14,9.2899999999999991,189,219,242.5,266]
["84169","Altfraunhofen",-16,8.76,194,222,244.5,267]
["09326","Altgeringswalde",-14,8.43,202,233,258.5,284]
["89174","Altheim",-16,10.24,200,230,254,278]
["89195","Altheim",-16,10.24,200,230,254,278]
["89605","Altheim",-14,10.24,200,230,254,278]
["77743","Altheim",-12,10.86,169,197,221,245]
["72160","Altheim",-16,9.26,190,221,245,269]
["74731","Altheim",-16,9.26,190,221,245,269]
["88433","Altheim",-16,9.26,190,221,245,269]
["88499","Altheim (bei Riedlingen,Württ )",-14,9.26,190,221,245,269]
["04451","Althen",-14,9.3699999999999992,188,218,242.5,267]
["75382","Althengstett",-14,9.26,190,221,245,269]
["71566","Althütte",-14,9.26,190,221,245,269]
["72119","Altingen",-16,9.26,190,221,245,269]
["82054","Altkirchen",-16,7.42,217,249,272.5,296]
["19288","Alt-Krenzlin",-14,8.89,197,227,255,283]
["68804","Altlußheim",-12,10.86,169,197,221,245]
["73479","Altmannsrot",-16,9.26,190,221,245,269]
["93336","Altmannstein",-16,8.76,194,222,244.5,267]
["84453","Altmühldorf",-16,8.76,194,222,244.5,267]
["85250","Altomünster",-16,9.07,190,218,241.5,265]
["77815","Altschweier",-14,10.86,169,197,221,245]
["17214","Alt-Schwerin",-12,8.7200000000000006,197,227,255,283]
["79263","Altsimonswald",-16,9.26,190,221,245,269]
["89584","Altsteußlingen",-14,10.24,200,230,254,278]
["56858","Altstrimmig",-12,8.4700000000000006,205,240,267.5,295]
["88364","Alttann",-16,9.26,190,221,245,269]
["17375","Altwarp",-12,8.7200000000000006,197,227,255,283]
["63755","Alzenau",-12,9.5500000000000007,186,216,240.5,265]
["53783","Alzenbach",-12,8.4700000000000006,205,240,267.5,295]
["75365","Alzenberg",-16,9.26,190,221,245,269]
["55232","Alzey",-12,9.36,186,219,245,271]
["56727","Alzheim",-14,8.4700000000000006,205,240,267.5,295]
["86676","Ambach",-16,10.24,200,230,254,278]
["86854","Amberg",-16,7.42,217,249,272.5,296]
["92224","Amberg / Oberpf.",-16,9.2200000000000006,192,220,243.5,267]
["48165","Amelsbüren",-12,9.44,187,220,247.5,275]
["37688","Amelunxen",-14,9.73,183,216,240.5,265]
["83123","Amerang",-16,7.01,227,260,283,306]
["04683","Ammelshain",-14,9.3699999999999992,188,218,242.5,267]
["07407","Ammelstädt",-14,8.43,202,233,258.5,284]
["92665","Altenstadt",-16,9.2200000000000006,192,220,243.5,267]
["72213","Altensteig",-16,9.26,190,221,245,269]
["17087","Altentreptow",-14,8.7200000000000006,197,227,255,283]
["97327","Altertheim",-14,9.5500000000000007,186,216,240.5,265]
["66802","Altforweiler",-12,9.36,191,223,248.5,274]
["01462","Altfranken",-14,9.2899999999999991,189,219,242.5,266]
["84169","Altfraunhofen",-16,8.76,194,222,244.5,267]
["09326","Altgeringswalde",-14,8.43,202,233,258.5,284]
["89174","Altheim",-16,10.24,200,230,254,278]
["89195","Altheim",-16,10.24,200,230,254,278]
["89605","Altheim",-14,10.24,200,230,254,278]
["77743","Altheim",-12,10.86,169,197,221,245]
["72160","Altheim",-16,9.26,190,221,245,269]
["74731","Altheim",-16,9.26,190,221,245,269]
["88433","Altheim",-16,9.26,190,221,245,269]
["88499","Altheim (bei Riedlingen,Württ )",-14,9.26,190,221,245,269]
["04451","Althen",-14,9.3699999999999992,188,218,242.5,267]
["75382","Althengstett",-14,9.26,190,221,245,269]
["71566","Althütte",-14,9.26,190,221,245,269]
["72119","Altingen",-16,9.26,190,221,245,269]
["82054","Altkirchen",-16,7.42,217,249,272.5,296]
["19288","Alt-Krenzlin",-14,8.89,197,227,255,283]
["68804","Altlußheim",-12,10.86,169,197,221,245]
["73479","Altmannsrot",-16,9.26,190,221,245,269]
["93336","Altmannstein",-16,8.76,194,222,244.5,267]
["84453","Altmühldorf",-16,8.76,194,222,244.5,267]
["85250","Altomünster",-16,9.07,190,218,241.5,265]
["77815","Altschweier",-14,10.86,169,197,221,245]
["17214","Alt-Schwerin",-12,8.7200000000000006,197,227,255,283]
["79263","Altsimonswald",-16,9.26,190,221,245,269]
["89584","Altsteußlingen",-14,10.24,200,230,254,278]
["56858","Altstrimmig",-12,8.4700000000000006,205,240,267.5,295]
["88364","Alttann",-16,9.26,190,221,245,269]
["17375","Altwarp",-12,8.7200000000000006,197,227,255,283]
["63755","Alzenau",-12,9.5500000000000007,186,216,240.5,265]
["53783","Alzenbach",-12,8.4700000000000006,205,240,267.5,295]
["75365","Alzenberg",-16,9.26,190,221,245,269]
["55232","Alzey",-12,9.36,186,219,245,271]
["56727","Alzheim",-14,8.4700000000000006,205,240,267.5,295]
["86676","Ambach",-16,10.24,200,230,254,278]
["86854","Amberg",-16,7.42,217,249,272.5,296]
["92224","Amberg / Oberpf.",-16,9.2200000000000006,192,220,243.5,267]
["48165","Amelsbüren",-12,9.44,187,220,247.5,275]
["37688","Amelunxen",-14,9.73,183,216,240.5,265]
["83123","Amerang",-16,7.01,227,260,283,306]
["04683","Ammelshain",-14,9.3699999999999992,188,218,242.5,267]
["72119","Ammerbuch",-16,9.26,190,221,245,269]
["35287","Amöneburg",-12,9.73,183,216,240.5,265]
["85241","Ampermoching",-16,9.07,190,218,241.5,265]
["88436","Ampfelbronn",-16,9.26,190,221,245,269]
["33803","Amshausen",-14,9.73,183,216,240.5,265]
["73340","Amstetten",-16,9.26,190,221,245,269]
["09439","Amtsberg",-14,7.71,213,246,270,294]
["01855","Amtshainersdorf",-16,9.2899999999999991,189,219,242.5,266]
["84098","Andermannsdorf",-18,8.76,194,222,244.5,267]
["56626","Andernach",-12,8.4700000000000006,205,240,267.5,295]
["99189","Andisleben",-14,8.43,202,233,258.5,284]
["29413","Andorf",-14,9.44,187,220,247.5,275]
["74918","Angelbachtal",-12,9.26,190,221,245,269]
["35719","Angelburg",-14,9.73,183,216,240.5,265]
["48143","Angelmodde",-12,9.44,187,220,247.5,275]
["99338","Angelroda",-16,7.71,213,246,270,294]
["40489","Angermund",-10,10.66,170,202,230,258]
["16278","Angermünde",-14,9.14,194,221,246.5,272]
["86420","Anhausen",-16,10.24,200,230,254,278]
["56584","Anhausen",-14,8.4700000000000006,205,240,267.5,295]
["72534","Anhausen",-16,9.26,190,221,245,269]
["17389","Anklam",-12,8.7200000000000006,197,227,255,283]
["49577","Ankum",-12,9.44,187,220,247.5,275]
["09456","Annaberg-Buchholz",-16,7.71,213,246,270,294]
["33129","Anreppen",-12,9.73,183,216,240.5,265]
["91522","Ansbach / Mittelfr.",-16,9.2200000000000006,192,220,243.5,267]
["09517","Ansprung",-16,7.71,213,246,270,294]
["82387","Antdorf",-18,7.42,217,249,272.5,296]
["84371","Anzenkirchen",-16,8.76,194,222,244.5,267]
["85646","Anzing",-16,9.07,190,218,241.5,265]
["31552","Apelern",-14,9.44,187,220,247.5,275]
["86974","Apfeldorf",-16,7.42,217,249,272.5,296]
["72525","Apfelstetten",-16,9.26,190,221,245,269]
["88437","Äpfingen",-16,9.26,190,221,245,269]
["99510","Apolda",-14,8.43,202,233,258.5,284]
["48301","Appelhülsen",-12,9.44,187,220,247.5,275]
["27616","Appeln",-12,9.4,190,223,252,281]
["25482","Appen",-10,8.51,204,239,269.5,300]
["71297","Appenberg",-14,9.26,190,221,245,269]
["55437","Appenheim",-12,9.36,186,219,245,271]
["77767","Appenweier",-12,10.86,169,197,221,245]
["17291","Arendsee",-14,8.7200000000000006,197,227,255,283]
["39619","Arendsee",-14,9.3000000000000007,189,219,245,271]
["23617","Arfrade",-12,8.89,197,227,255,283]
["88260","Argenbühl",-16,9.26,190,221,245,269]
["55288","Armsheim",-12,9.36,186,219,245,271]
["75305","Arnbach",-14,9.26,190,221,245,269]
["39596","Arneburg",-14,9.3000000000000007,189,219,245,271]
["89134","Arnegg",-14,10.24,200,230,254,278]
["39596","Arnim",-14,9.3000000000000007,189,219,245,271]
["59...","Arnsberg",-12,8.4700000000000006,205,240,267.5,295]
["93473","Arnschwang",-18,8.76,194,222,244.5,267]
["94424","Arnsdorf",-16,8.76,194,222,244.5,267]
["99310","Arnstadt",-14,8.43,202,233,258.5,284]
["94424","Arnstorf",-16,8.76,194,222,244.5,267]
["30966","Arnum",-14,9.44,187,220,247.5,275]
["31275","Arpke",-14,9.44,187,220,247.5,275]
["93474","Arrach",-18,8.76,194,222,244.5,267]
["09326","Arras",-14,8.43,202,233,258.5,284]
["91247","Artelshofen",-16,9.2200000000000006,192,220,243.5,267]
["06556","Artern",-14,9.3699999999999992,188,218,242.5,267]
["84095","Arth",-16,8.76,194,222,244.5,267]
["56337","Arzbach",-12,8.4700000000000006,205,240,267.5,295]
["95659","Arzberg",-18,6.95,226,258,280.5,303]
["04886","Arzberg",-16,9.3699999999999992,188,218,242.5,267]
["53343","Arzdorf",-14,8.4700000000000006,205,240,267.5,295]
["54687","Arzfeld",-14,9.36,186,219,245,271]
["76829","Arzheim",-12,10.86,169,197,221,245]
["86502","Asbach",-16,10.24,200,230,254,278]
["53567","Asbach",-12,8.4700000000000006,205,240,267.5,295]
["94094","Asbach",-16,8.76,194,222,244.5,267]
["55758","Asbach",-14,9.36,186,219,245,271]
["97708","Aschach",-14,9.5500000000000007,186,216,240.5,265]
["63...","Aschaffenburg",-12,9.5500000000000007,186,216,240.5,265]
["96132","Aschbach",-16,9.0299999999999994,194,223,247,271]
["67753","Aschbach",-12,9.36,191,223,248.5,274]
["59387","Ascheberg",-12,8.4700000000000006,205,240,267.5,295]
["98634","Aschenhausen",-16,7.71,213,246,270,294]
["06449","Aschersleben",-14,9.3699999999999992,188,218,242.5,267]
["85609","Aschheim",-16,9.07,190,218,241.5,265]
["49577","Aslage",-12,9.44,187,220,247.5,275]
["71546","Aspach",-14,9.26,190,221,245,269]
["71679","Asperg",-12,9.26,190,221,245,269]
["55459","Aspisheim",-12,9.36,186,219,245,271]
["97959","Assamstadt",-16,9.5500000000000007,186,216,240.5,265]
["67126","Assenheim",-12,9.36,191,223,248.5,274]
["35614","Asslar - Bechlingen",-12,9.73,183,216,240.5,265]
["88433","Aßmannshardt",-16,9.26,190,221,245,269]
["38685","Astfeld",-14,9.3000000000000007,189,219,245,271]
["57439","Attendorn",-14,8.4700000000000006,205,240,267.5,295]
["88448","Attenweiler",-16,9.26,190,221,245,269]
["79280","Au",-14,10.86,169,197,221,245]
["76474","Au am Rhein",-12,10.86,169,197,221,245]
["97239","Aub",-16,9.5500000000000007,186,216,240.5,265]
["81245","Aubing",-16,9.07,190,218,241.5,265]
["81249","Aubing",-16,9.07,190,218,241.5,265]
["04838","Audenhain",-14,9.3699999999999992,188,218,242.5,267]
["08280","Aue",-16,7.71,213,246,270,294]
["33034","Auenhausen",-14,9.73,183,216,240.5,265]
["08066","Auerbach",-14,8.43,202,233,258.5,284]
["74834","Auerbach",-14,9.26,190,221,245,269]
["64625","Auerbach",-10,9.5500000000000007,186,216,240.5,265]
["08209","Auerbach / Vogtl.",-16,7.71,213,246,270,294]
["08209","Auerbach / Vogtland",-16,7.71,213,246,270,294]
["09238","Auerswalde",-14,8.43,202,233,258.5,284]
["31749","Auetal",-14,9.44,187,220,247.5,275]
["93089","Aufhausen",-18,8.76,194,222,244.5,267]
["73312","Aufhausen",-16,9.26,190,221,245,269]
["91347","Aufseß",-16,9.2200000000000006,192,220,243.5,267]
["79424","Auggen",-12,10.86,169,197,221,245]
["86...","Augsburg",-14,10.24,200,230,254,278]
["06308","Augsdorf",-14,9.3699999999999992,188,218,242.5,267]
["32832","Augustdorf",-12,9.73,183,216,240.5,265]
["72525","Auingen",-16,9.26,190,221,245,269]
["24613","Aukrug",-12,8.51,204,239,269.5,300]
["88326","Aulendorf / Württ.",-16,9.26,190,221,245,269]
["65606","Aumenau",-12,8.4700000000000006,205,240,267.5,295]
["94474","Aunkirchen",-16,8.76,194,222,244.5,267]
["91589","Aurach",-16,9.2200000000000006,192,220,243.5,267]
["2660.","Aurich",-10,9.93,181,215,245.5,276]
["89335","Autenried",-16,10.24,200,230,254,278]
["04849","Authausen",-14,9.3699999999999992,188,218,242.5,267]
["27729","Axstedt",-12,9.4,190,223,252,281]
["86482","Aystetten",-16,9.4,190,223,252,281]
["18586","Baabe",-10,9.0399999999999991,196,226,253.5,281]
["41836","Baal",-12,10.66,170,202,230,258]
["04457","Baalsdorf",-14,9.3699999999999992,188,218,242.5,267]
["86672","Baar",-16,10.24,200,230,254,278]
["56729","Baar",-14,8.4700000000000006,205,240,267.5,295]
["85107","Baar-Ebenhausen",-18,9.07,190,218,241.5,265]
["14482","Babelsberg",-14,9.1999999999999993,190,220,244,268]
["87727","Babenhausen",-16,10.24,200,230,254,278]
["64832","Babenhausen",-12,9.5500000000000007,186,216,240.5,265]
["83547","Babensham",-16,7.01,227,260,283,306]
["84149","Babing",-16,8.76,194,222,244.5,267]
["93090","Bach",-18,8.76,194,222,244.5,267]
["50226","Bachem",-12,10.66,170,202,230,258]
["74831","Bachenau",-12,9.26,190,221,245,269]
["86316","Bacherer",-16,10.24,200,230,254,278]
["82266","Bachern am Wörthsee",-16,7.42,217,249,272.5,296]
["96528","Bachfeld",-16,9.0299999999999994,194,223,247,271]
["89429","Bachhagel",-16,10.24,200,230,254,278]
["82335","Bachhausen",-16,7.42,217,249,272.5,296]
["83549","Bachmehring",-16,7.01,227,260,283,306]
["89431","Bäckingen",-16,10.24,200,230,254,278]
["71522","Backnang",-12,9.26,190,221,245,269]
["83043","Bad Aibling",-16,7.01,227,260,283,306]
["34454","Bad Arolsen",-14,9.73,183,216,240.5,265]
["79415","Bad Bellingen",-12,10.86,169,197,221,245]
["48455","Bad Bentheim",-10,9.44,187,220,247.5,275]
["76887","Bad Bergzaben",-12,9.36,191,223,248.5,274]
["99438","Bad Berka",-14,8.43,202,233,258.5,284]
["84364","Bad Birnbach",-16,8.76,194,222,244.5,267]
["07422","Bad Blankenburg",-14,8.43,202,233,258.5,284]
["97708","Bad Bocklet",-14,9.5500000000000007,186,216,240.5,265]
["73087","Bad Boll",-16,9.26,190,221,245,269]
["24576","Bad Bramstedt",-12,8.51,204,239,269.5,300]
["53498","Bad Breisig",-12,8.4700000000000006,205,240,267.5,295]
["88422","Bad Buchau",-16,9.26,190,221,245,269]
["65520","Bad Camberg",-14,8.4700000000000006,205,240,267.5,295]
["70372","Bad Cannstatt",-12,9.26,190,221,245,269]
["73342","Bad Ditzenbach",-18,9.26,190,221,245,269]
["18209","Bad Doberan",-10,9.0399999999999991,196,226,253.5,281]
["33014","Bad Driburg",-14,9.73,183,216,240.5,265]
["04849","Bad Düben",-14,9.3699999999999992,188,218,242.5,267]
["67098","Bad Dürkheim",-12,9.36,191,223,248.5,274]
["06231","Bad Dürrenberg",-14,9.3699999999999992,188,218,242.5,267]
["78073","Bad Dürrheim",-18,9.26,190,221,245,269]
["31703","Bad Eilsen",-14,9.44,187,220,247.5,275]
["08645","Bad Elster",-18,7.71,213,246,270,294]
["56130","Bad Ems",-12,8.4700000000000006,205,240,267.5,295]
["34308","Bad Emstal",-14,9.73,183,216,240.5,265]
["35080","Bad Endbach",-14,9.73,183,216,240.5,265]
["83093","Bad Endorf",-16,7.01,227,260,283,306]
["49152","Bad Essen",-12,9.44,187,220,247.5,275]
["83075","Bad Feilnbach",-18,7.01,227,260,283,306]
["74177","Bad Friedrichshall",-12,9.26,190,221,245,269]
["37581","Bad Gandersheim",-16,9.73,183,216,240.5,265]
["53...","Bad Godesberg",-10,8.4700000000000006,205,240,267.5,295]
["94086","Bad Griesbach",-16,8.76,194,222,244.5,267]
["87730","Bad Grönenbach",-16,10.24,200,230,254,278]
["38667","Bad Harzburg",-14,9.3000000000000007,189,219,245,271]
["83670","Bad Heilbrunn",-18,7.01,227,260,283,306]
["76332","Bad Herrenalb",-14,10.86,169,197,221,245]
["36251","Bad Hersfeld",-14,9.73,183,216,240.5,265]
["37412","Bad Herzberg",-16,9.73,183,216,240.5,265]
["613..","Bad Homburg",-14,9.73,183,216,240.5,265]
["53604","Bad Honnef",-12,8.4700000000000006,205,240,267.5,295]
["53557","Bad Hönningen",-12,8.4700000000000006,205,240,267.5,295]
["49186","Bad Iburg",-12,9.44,187,220,247.5,275]
["34385","Bad Karlshafen",-12,9.73,183,216,240.5,265]
["97688","Bad Kissingen",-14,9.5500000000000007,186,216,240.5,265]
["23996","Bad Kleinen",-10,8.89,197,227,255,283]
["82433","Bad Kohlgrub",-16,7.42,217,249,272.5,296]
["555..","Bad Kreuznach",-12,9.36,186,219,245,271]
["79189","Bad Krozingen",-14,10.86,169,197,221,245]
["57334","Bad Laasphe",-14,8.4700000000000006,205,240,267.5,295]
["49196","Bad Laer",-12,9.44,187,220,247.5,275]
["76669","Bad Langenbrück",-12,9.26,190,221,245,269]
["99947","Bad Langensalza",-14,8.43,202,233,258.5,284]
["04651","Bad Lausick",-14,9.3699999999999992,188,218,242.5,267]
["37431","Bad Lauterberg",-16,9.73,183,216,240.5,265]
["04924","Bad Liebenwerda",-16,9.3699999999999992,188,218,242.5,267]
["75378","Bad Liebenzell",-14,9.26,190,221,245,269]
["33175","Bad Lippspringe",-12,9.73,183,216,240.5,265]
["07356","Bad Lobenstein",-18,7.71,213,246,270,294]
["97980","Bad Mergentheim",-16,9.5500000000000007,186,216,240.5,265]
["31848","Bad Münder ",-14,9.44,187,220,247.5,275]
["53902","Bad Münstereifel",-14,8.4700000000000006,205,240,267.5,295]
["02953","Bad Muskau",-16,8.68,197,227,251,275]
["61231","Bad Nauheim",-14,9.73,183,216,240.5,265]
["31542","Bad Nenndorf",-14,9.44,187,220,247.5,275]
["53474","Bad Neuenahr-Ahrweiler",-14,8.4700000000000006,205,240,267.5,295]
["72108","Bad Niedernau",-16,9.26,190,221,245,269]
["325..","Bad Oeynhausen",-12,9.73,183,216,240.5,265]
["23843","Bad Oldesloe",-12,8.89,197,227,255,283]
["77740","Bad Peterstal",-16,9.26,190,221,245,269]
["31812","Bad Pyrmont",-14,9.44,187,220,247.5,275]
["74906","Bad Rappenau",-12,9.26,190,221,245,269]
["83435","Bad Reichenhall",-16,7.01,227,260,283,306]
["76571","Bad Rotenfels",-14,10.86,169,197,221,245]
["37441","Bad Sachsa",-16,9.73,183,216,240.5,265]
["79713","Bad Säckingen",-12,9.26,190,221,245,269]
["31162","Bad Salzdetfurth",-14,9.44,187,220,247.5,275]
["36364","Bad Salzschlirf",-14,9.73,183,216,240.5,265]
["3210.","Bad Salzuflen",-12,9.73,183,216,240.5,265]
["36433","Bad Salzungen ",-16,9.73,183,216,240.5,265]
["59505","Bad Sassendorf",-12,8.4700000000000006,205,240,267.5,295]
["88348","Bad Saulgau",-14,9.26,190,221,245,269]
["01814","Bad Schandau",-14,9.2899999999999991,189,219,242.5,266]
["06905","Bad Schmiedeberg",-14,9.3699999999999992,188,218,242.5,267]
["76669","Bad Schönborn",-12,9.26,190,221,245,269]
["88427","Bad Schussenried",-16,9.26,190,221,245,269]
["65307","Bad Schwalbach",-14,8.4700000000000006,205,240,267.5,295]
["23611","Bad Schwartau",-10,8.89,197,227,255,283]
["23795","Bad Segeberg",-10,8.89,197,227,255,283]
["55566","Bad Sobernheim",-12,9.36,186,219,245,271]
["65812","Bad Soden am Taunus",-14,8.4700000000000006,205,240,267.5,295]
["63628","Bad Soden Salmünster",-14,9.5500000000000007,186,216,240.5,265]
["06507","Bad Suderode",-14,9.3699999999999992,188,218,242.5,267]
["75385","Bad Teinach",-16,9.26,190,221,245,269]
["99955","Bad Tennstedt",-14,8.43,202,233,258.5,284]
["83646","Bad Tölz",-18,7.01,227,260,283,306]
["72574","Bad Urach",-16,9.26,190,221,245,269]
["61118","Bad Vilbel",-12,9.73,183,216,240.5,265]
["88339","Bad Waldsee",-16,9.26,190,221,245,269]
["59597","Bad Westernkotten",-12,8.4700000000000006,205,240,267.5,295]
["83707","Bad Wiessee",-18,7.01,227,260,283,306]
["75323","Bad Wildbad",-16,9.26,190,221,245,269]
["19336","Bad Wilsnack",-14,8.89,197,227,255,283]
["74206","Bad Wimpfen",-12,9.26,190,221,245,269]
["91438","Bad Windsheim",-16,9.2200000000000006,192,220,243.5,267]
["86825","Bad Wörishofen",-16,7.42,217,249,272.5,296]
["33181","Bad Wünnenberg",-14,9.73,183,216,240.5,265]
["88410","Bad Wurzach",-16,9.26,190,221,245,269]
["26160","Bad Zwischenahn",-12,9.93,181,215,245.5,276]
["49635","Badbergen",-12,9.44,187,220,247.5,275]
["38271","Baddeckenstedt",-14,9.3000000000000007,189,219,245,271]
["06493","Badeborn",-14,9.3699999999999992,188,218,242.5,267]
["79227","Baden",-14,10.86,169,197,221,245]
["765..","Baden-Baden",-12,10.86,169,197,221,245]
["79410","Badenweiler",-14,10.86,169,197,221,245]
["04720","Baderitz",-14,9.3699999999999992,188,218,242.5,267]
["04769","Baderitz",-14,9.3699999999999992,188,218,242.5,267]
["52499","Baesweiler",-12,10.24,176,211,239.5,268]
["03130","Bagenz",-16,9.1,192,221,244.5,268]
["79353","Bahlingen",-12,10.86,169,197,221,245]
["04895","Bahnsdorf",-16,9.3699999999999992,188,218,242.5,267]
["27245","Bahrenborstel",-12,9.4,190,223,252,281]
["88255","Baienfurt",-14,9.26,190,221,245,269]
["72270","Baiersbronn",-16,9.26,190,221,245,269]
["91083","Baiersdorf",-16,9.2200000000000006,192,220,243.5,267]
["88255","Baindt - Schachen",-14,9.26,190,221,245,269]
["72108","Baisingen",-16,9.26,190,221,245,269]
["87650","Baisweil",-16,7.42,217,249,272.5,296]
["14806","Baitz",-14,9.1999999999999993,190,220,244,268]
["73441","Baldern",-16,9.26,190,221,245,269]
["85598","Baldham",-16,9.07,190,218,241.5,265]
["76532","Balg",-14,10.86,169,197,221,245]
["31609","Balge",-12,9.44,187,220,247.5,275]
["86753","Balgheim",-16,10.24,200,230,254,278]
["78582","Balgheim",-18,9.26,190,221,245,269]
["34308","Balhorn",-14,9.73,183,216,240.5,265]
["72336","Balingen",-18,9.26,190,221,245,269]
["89177","Ballendorf",-16,10.24,200,230,254,278]
["06493","Ballenstedt",-14,9.3699999999999992,188,218,242.5,267]
["89561","Ballmertshofen",-16,10.24,200,230,254,278]
["79282","Ballrechten-Dottingen",-14,10.86,169,197,221,245]
["99869","Ballstädt",-14,8.43,202,233,258.5,284]
["73666","Baltmannsweiler",-14,9.26,190,221,245,269]
["88487","Baltringen",-16,9.26,190,221,245,269]
["960..","Bamberg",-16,9.0299999999999994,194,223,247,271]
["79415","Bamlach",-12,10.86,169,197,221,245]
["69245","Bammental",-12,9.5500000000000007,186,216,240.5,265]
["17506","Bandelin",-12,8.7200000000000006,197,227,255,283]
["17449","Bannemin",-12,8.7200000000000006,197,227,255,283]
["01728","Bannewitz",-14,9.2899999999999991,189,219,242.5,266]
["17429","Bansin",-12,8.7200000000000006,197,227,255,283]
["31029","Banteln",-14,9.44,187,220,247.5,275]
["16868","Bantikow",-14,9.14,194,221,246.5,272]
["19246","Bantin",-12,8.89,197,227,255,283]
["30890","Bantorf",-14,9.44,187,220,247.5,275]
["19079","Banzkow",-12,8.89,197,227,255,283]
["93092","Barbing",-16,8.76,194,222,244.5,267]
["39249","Barby",-14,9.3000000000000007,189,219,245,271]
["27809","Bardewisch",-12,9.4,190,223,252,281]
["21357","Bardowick",-12,9.2200000000000006,192,225,253.5,282]
["27245","Barenburg",-12,9.4,190,223,252,281]
["01768","Bärenstein/Erzgebirge",-16,9.2899999999999991,189,219,242.5,266]
["08147","Bärenwalde",-16,8.43,202,233,258.5,284]
["73529","Bargau",-16,9.26,190,221,245,269]
["74921","Bargen",-12,9.26,190,221,245,269]
["18211","Bargeshagen",-10,9.0399999999999991,196,226,253.5,281]
["22941","Bargteheide",-12,9.2200000000000006,192,225,253.5,282]
["39179","Barleben",-14,9.3000000000000007,189,219,245,271]
["46399","Barlo",-10,10.66,170,202,230,258]
["23968","Barnekow",-10,8.89,197,227,255,283]
["19089","Barnin",-12,8.89,197,227,255,283]
["06268","Barnstädt",-14,9.3699999999999992,188,218,242.5,267]
["49406","Barnstorf",-12,9.44,187,220,247.5,275]
["38446","Barnstorf",-14,9.3000000000000007,189,219,245,271]
["31171","Barnten",-14,9.44,187,220,247.5,275]
["32683","Barntrup",-14,9.73,183,216,240.5,265]
["41515","Barrenstein",-10,10.66,170,202,230,258]
["30890","Barrigsen",-14,9.44,187,220,247.5,275]
["30890","Barsinghausen",-14,9.44,187,220,247.5,275]
["21354","Barskamp",-12,9.2200000000000006,192,225,253.5,282]
["71560","Bartenbach",-14,9.26,190,221,245,269]
["73035","Bartenbach",-16,9.26,190,221,245,269]
["18356","Barth",-10,9.0399999999999991,196,226,253.5,281]
["73566","Bartholomä",-16,9.26,190,221,245,269]
["18516","Bartmannshagen",-12,9.0399999999999991,196,226,253.5,281]
["54578","Basberg",-14,9.36,186,219,245,271]
["56220","Bassenheim",-14,8.4700000000000006,205,240,267.5,295]
["27211","Bassum",-12,9.4,190,223,252,281]
["97654","Bastheim",-16,9.5500000000000007,186,216,240.5,265]
["35088","Battenberg",-14,9.73,183,216,240.5,265]
["86368","Batzenhofen",-16,10.24,200,230,254,278]
["01561","Bauda",-16,9.2899999999999991,189,219,242.5,266]
["75015","Bauerbach ( Bretten )",-12,9.26,190,221,245,269]
["86663","Bäumenheim",-16,10.24,200,230,254,278]
["75245","Bauschlott",-14,9.26,190,221,245,269]
["58730","Bausenhagen",-12,8.4700000000000006,205,240,267.5,295]
["54636","Baustert",-14,9.36,186,219,245,271]
["88471","Baustetten",-16,9.26,190,221,245,269]
["02625","Bautzen",-16,8.68,197,227,251,275]
["84092","Bayerbach",-18,8.76,194,222,244.5,267]
["86641","Bayerdilling",-16,10.24,200,230,254,278]
["954..","Bayreuth",-16,6.95,226,258,280.5,303]
["99976","Beberstedt",-16,8.43,202,233,258.5,284]
["39343","Bebertal",-14,9.3000000000000007,189,219,245,271]
["36179","Bebra-Solz",-14,9.73,183,216,240.5,265]
["51515","Bechen",-12,8.4700000000000006,205,240,267.5,295]
["55608","Becherbach",-12,9.36,186,219,245,271]
["91572","Bechhofen",-16,9.2200000000000006,192,220,243.5,267]
["88499","Bechingen",-14,9.26,190,221,245,269]
["88453","Bechtenrot",-16,9.26,190,221,245,269]
["72379","Bechtholdsweiler",-16,9.26,190,221,245,269]
["72379","Bechtoldsweiler",-16,9.26,190,221,245,269]
["38527","Bechtsbüttel",-14,9.3000000000000007,189,219,245,271]
["21643","Beckdorf",-12,9.2200000000000006,192,225,253.5,282]
["23968","Beckerwitz",-10,8.89,197,227,255,283]
["66701","Beckingen",-12,9.36,191,223,248.5,274]
["59269","Beckum / Westf.",-12,8.4700000000000006,205,240,267.5,295]
["04889","Beckwitz",-16,9.3699999999999992,188,218,242.5,267]
["50181","Bedburg",-12,10.66,170,202,230,258]
["47551","Bedburg-Hau",-10,10.66,170,202,230,258]
["09306","Beedeln",-14,8.43,202,233,258.5,284]
["48361","Beelen",-12,9.44,187,220,247.5,275]
["36251","Beenhausen",-14,9.73,183,216,240.5,265]
["17291","Beenz",-14,8.7200000000000006,197,227,255,283]
["64743","Beerfelden / Odenw.",-14,9.5500000000000007,186,216,240.5,265]
["06198","Beesendorf",-14,9.3699999999999992,188,218,242.5,267]
["49832","Beesten",-12,9.44,187,220,247.5,275]
["52499","Beggendorf",-12,10.24,176,211,239.5,268]
["39356","Behnsdorf",-14,9.3000000000000007,189,219,245,271]
["17498","Behrenhoff",-12,8.7200000000000006,197,227,255,283]
["37130","Beienrode",-16,9.73,183,216,240.5,265]
["96450","Beiersdorf",-16,9.0299999999999994,194,223,247,271]
["01561","Beiersdorf",-16,9.2899999999999991,189,219,242.5,266]
["04924","Beiersdorf",-16,9.3699999999999992,188,218,242.5,267]
["72221","Beihingen",-16,9.26,190,221,245,269]
["92339","Beilngries",-16,9.2200000000000006,192,220,243.5,267]
["04886","Beilrode",-16,9.3699999999999992,188,218,242.5,267]
["35753","Beilstein",-14,9.73,183,216,240.5,265]
["71717","Beilstein",-14,9.26,190,221,245,269]
["89179","Beimerstetten",-16,10.24,200,230,254,278]
["75378","Beinberg",-16,9.26,190,221,245,269]
["89143","Beiningen",-16,10.24,200,230,254,278]
["71334","Beinstein",-14,9.26,190,221,245,269]
["54340","Bekond",-12,9.36,186,219,245,271]
["53539","Belcherath",-14,8.4700000000000006,205,240,267.5,295]
["04874","Belgern",-16,9.3699999999999992,188,218,242.5,267]
["88416","Bellamont",-16,9.26,190,221,245,269]
["89287","Bellenberg",-16,10.24,200,230,254,278]
["33034","Beller",-14,9.73,183,216,240.5,265]
["33034","Bellersen",-14,9.73,183,216,240.5,265]
["72379","Belsen",-16,9.26,190,221,245,269]
["56290","Beltheim",-14,8.4700000000000006,205,240,267.5,295]
["14806","Belzig",-14,9.1999999999999993,190,220,244,268]
["72658","Bempflingen",-16,9.26,190,221,245,269]
["83671","Benediktbeuren",-18,7.01,227,260,283,306]
["18258","Benitz",-12,9.0399999999999991,196,226,253.5,281]
["06308","Benndorf",-14,9.3699999999999992,188,218,242.5,267]
["04828","Bennewitz",-14,9.3699999999999992,188,218,242.5,267]
["71726","Benningen",-12,9.26,190,221,245,269]
["51429","Bensberg",-12,8.4700000000000006,205,240,267.5,295]
["64625","Bensheim (Bensh.-Auerbach)",-10,9.5500000000000007,186,216,240.5,265]
["31020","Benstorf",-14,9.44,187,220,247.5,275]
["37547","Bentierode",-16,9.73,183,216,240.5,265]
["18182","Bentwisch",-10,9.0399999999999991,196,226,253.5,281]
["79777","Berau",-14,9.26,190,221,245,269]
["92334","Berching",-16,9.2200000000000006,192,220,243.5,267]
["83471","Berchtesgaden",-16,7.01,227,260,283,306]
["24881","Berend",-10,8.51,204,239,269.5,300]
["52385","Berg",-14,10.24,176,211,239.5,268]
["82386","Berg",-16,7.42,217,249,272.5,296]
["53505","Berg",-14,8.4700000000000006,205,240,267.5,295]
["92348","Berg",-16,9.2200000000000006,192,220,243.5,267]
["88276","Berg",-14,9.26,190,221,245,269]
["82335","Berg - Bachhausen",-16,7.42,217,249,272.5,296]
["83546","Berg bei Au",-16,7.01,227,260,283,306]
["56357","Berg/Taunus",-12,8.4700000000000006,205,240,267.5,295]
["07980","Berga",-14,8.43,202,233,258.5,284]
["06536","Berga",-14,9.3699999999999992,188,218,242.5,267]
["88368","Bergatreute",-16,9.26,190,221,245,269]
["49626","Berge",-12,9.44,187,220,247.5,275]
["02979","Bergen",-16,8.68,197,227,251,275]
["83346","Bergen",-18,7.01,227,260,283,306]
["18528","Bergen / Rügen",-10,9.0399999999999991,196,226,253.5,281]
["60388","Bergen-Enkheim",-12,10.37,176,205,228.5,252]
["72172","Bergfelden",-16,9.26,190,221,245,269]
["77791","Berghaupten",-12,10.86,169,197,221,245]
["5164.","Berghausen",-12,8.4700000000000006,205,240,267.5,295]
["501..","Bergheim",-12,10.66,170,202,230,258]
["32839","Bergheim",-14,9.73,183,216,240.5,265]
["97493","Bergheinfeld",-14,9.5500000000000007,186,216,240.5,265]
["16306","Bergholz",-16,9.14,194,221,246.5,272]
["14558","Bergholz - Rehbrücke",-14,9.1999999999999993,190,220,244,268]
["89180","Berghülen",-16,10.24,200,230,254,278]
["514..","Bergisch-Gladbach",-12,8.4700000000000006,205,240,267.5,295]
["51381","Bergisch-Neukirchen",-10,8.4700000000000006,205,240,267.5,295]
["59192","Bergkamen",-12,8.4700000000000006,205,240,267.5,295]
["85232","Bergkirchen",-16,9.07,190,218,241.5,265]
["73663","Berglen",-14,9.26,190,221,245,269]
["85459","Berglern",-16,9.07,190,218,241.5,265]
["54426","Berglicht",-14,9.36,186,219,245,271]
["97241","Bergtheim",-14,9.5500000000000007,186,216,240.5,265]
["39307","Bergzow",-14,9.3000000000000007,189,219,245,271]
["39624","Berkau",-14,9.3000000000000007,189,219,245,271]
["73734","Berkheim",-14,9.26,190,221,245,269]
["88450","Berkheim",-16,9.26,190,221,245,269]
["99439","Berlstedt",-14,8.43,202,233,258.5,284]
["89134","Bermaringen",-16,10.24,200,230,254,278]
["88697","Bermatingen",-14,9.26,190,221,245,269]
["77723","Bermersbach",-12,10.86,169,197,221,245]
["79872","Bernau",-18,9.26,190,221,245,269]
["83233","Bernau a. Chiemsee",-16,7.01,227,260,283,306]
["16321","Bernau b. Berlin",-14,9.14,194,221,246.5,272]
["76332","Bernbach",-12,10.86,169,197,221,245]
["06406","Bernburg / Saale",-14,9.3699999999999992,188,218,242.5,267]
["27804","Berne",-10,9.4,190,223,252,281]
["72213","Berneck",-16,9.26,190,221,245,269]
["73312","Berneck",-16,9.26,190,221,245,269]
["92361","Berngau",-16,9.2200000000000006,192,220,243.5,267]
["54470","Bernkastel-Kues",-10,9.36,186,219,245,271]
["16515","Bernöwe",-14,9.14,194,221,246.5,272]
["82347","Bernried",-16,7.42,217,249,272.5,296]
["92444","Bernried",-18,9.2200000000000006,192,220,243.5,267]
["94505","Bernried",-18,8.76,194,222,244.5,267]
["08315","Bernsbach",-16,7.71,213,246,270,294]
["02994","Bernsdorf",-16,8.68,197,227,251,275]
["07952","Bernsgrün",-16,8.43,202,233,258.5,284]
["89182","Bernstadt",-16,10.24,200,230,254,278]
["02748","Bernstadt auf dem Eigen",-16,8.68,197,227,251,275]
["74744","Berolzheim",-16,9.26,190,221,245,269]
["49593","Bersenbrück",-12,9.44,187,220,247.5,275]
["61200","Berstadt",-12,9.73,183,216,240.5,265]
["09600","Berthelsdorf",-16,8.43,202,233,258.5,284]
["02747","Berthelsdorf",-16,8.68,197,227,251,275]
["66802","Berus , Überherrn",-12,9.36,191,223,248.5,274]
["65614","Beselich",-14,8.4700000000000006,205,240,267.5,295]
["74354","Besigheim",-12,9.26,190,221,245,269]
["54309","Beßlich",-14,9.36,186,219,245,271]
["31032","Betheln",-14,9.44,187,220,247.5,275]
["72160","Betra",-16,9.26,190,221,245,269]
["56355","Bettendorf",-14,8.4700000000000006,205,240,267.5,295]
["41470","Bettikum",-10,10.66,170,202,230,258]
["87764","Bettrichs",-16,10.24,200,230,254,278]
["57518","Betzdorf",-12,8.4700000000000006,205,240,267.5,295]
["88422","Betzenweiler",-14,9.26,190,221,245,269]
["72291","Betzweiler",-16,9.26,190,221,245,269]
["04824","Beucha",-14,9.3699999999999992,188,218,242.5,267]
["04519","Beuden",-14,9.3699999999999992,188,218,242.5,267]
["82547","Beuerberg",-18,7.42,217,249,272.5,296]
["72226","Beuren",-16,9.26,190,221,245,269]
["72660","Beuren",-16,9.26,190,221,245,269]
["88316","Beuren",-16,9.26,190,221,245,269]
["94501","Beutelsbach",-16,8.76,194,222,244.5,267]
["71384","Beutelsbach",-14,9.26,190,221,245,269]
["04924","Beutersitz",-16,9.3699999999999992,188,218,242.5,267]
["09366","Beutha",-16,7.71,213,246,270,294]
["37639","Bevern",-12,9.73,183,216,240.5,265]
["37688","Beverungen",-12,9.73,183,216,240.5,265]
["66450","Bexbach",-12,9.36,191,223,248.5,274]
["06528","Beyernaumburg",-14,9.3699999999999992,188,218,242.5,267]
["83104","Beyharting",-16,7.01,227,260,283,306]
["77781","Biberach",-14,9.26,190,221,245,269]
["88400","Biberach/Riß",-16,9.26,190,221,245,269]
["86485","Biberbach",-16,10.24,200,230,254,278]
["68647","Biblis",-12,10.86,169,197,221,245]
["93354","Biburg",-18,8.76,194,222,244.5,267]
["83673","Bichl",-18,7.01,227,260,283,306]
["72348","Bickelsberg",-16,9.26,190,221,245,269]
["87651","Bidingen",-16,7.42,217,249,272.5,296]
["97243","Bieberehren",-16,9.5500000000000007,186,216,240.5,265]
["56370","Biebrich",-14,8.4700000000000006,205,240,267.5,295]
["56370","Biebrich",-14,8.4700000000000006,205,240,267.5,295]
["35216","Biedenkopf",-12,9.73,183,216,240.5,265]
["79215","Biederbach",-14,9.26,190,221,245,269]
["39175","Biederitz",-14,9.3000000000000007,189,219,245,271]
["02923","Biehain",-16,8.68,197,227,251,275]
["01920","Biehla",-16,9.2899999999999991,189,219,242.5,266]
["01824","Bielatal",-16,9.2899999999999991,189,219,242.5,266]
["33...","Bielefeld",-12,9.73,183,216,240.5,265]
["49808","Biene",-10,9.44,187,220,247.5,275]
["79189","Biengen",-14,10.86,169,197,221,245]
["38110","Bienrode",-14,9.3000000000000007,189,219,245,271]
["99100","Bienstädt",-14,8.43,202,233,258.5,284]
["72108","Bieringen",-16,9.26,190,221,245,269]
["74214","Bieringen",-14,9.26,190,221,245,269]
["72181","Bierlingen",-16,9.26,190,221,245,269]
["88348","Bierstetten",-16,9.26,190,221,245,269]
["75328","Bieselsberg",-16,9.26,190,221,245,269]
["16359","Biesenthal",-14,9.14,194,221,246.5,272]
["87640","Biessenhofen",-16,7.42,217,249,272.5,296]
["72414","Bietenhausen",-16,9.26,190,221,245,269]
["76467","Bietigheim",-12,10.86,169,197,221,245]
["74321","Bietigheim - Bissingen",-12,9.26,190,221,245,269]
["17291","Bietikow",-14,8.7200000000000006,197,227,255,283]
["78224","Bietingen",-12,9.7100000000000009,186,214,237.5,261]
["87544","Bihlerdorf",-18,7.42,217,249,272.5,296]
["72160","Bildechingen",-16,9.26,190,221,245,269]
["75236","Bilfingen",-14,9.26,190,221,245,269]
["18184","Billenhagen",-12,9.0399999999999991,196,226,253.5,281]
["48727","Billerbeck",-10,9.44,187,220,247.5,275]
["74842","Billigheim",-12,9.26,190,221,245,269]
["31319","Bilm",-14,9.44,187,220,247.5,275]
["37434","Bilshausen",-16,9.73,183,216,240.5,265]
["99092","Bindersleben",-14,8.43,202,233,258.5,284]
["39590","Bindfelde",-14,9.3000000000000007,189,219,245,271]
["95463","Bindlach",-16,6.95,226,258,280.5,303]
["72511","Bingen",-14,9.26,190,221,245,269]
["55411","Bingen/Rhein",-12,9.36,186,219,245,271]
["78247","Binningen",-12,9.7100000000000009,186,214,237.5,261]
["56754","Binningen",-14,8.4700000000000006,205,240,267.5,295]
["72351","Binsdorf",-16,9.26,190,221,245,269]
["86637","Binswangen",-16,10.24,200,230,254,278]
["54587","Birgel",-14,9.36,186,219,245,271]
["41849","Birgelen",-10,10.66,170,202,230,258]
["92262","Birgland",-16,9.2200000000000006,192,220,243.5,267]
["69488","Birkenau",-12,9.5500000000000007,186,216,240.5,265]
["69498","Birkenau - Hornbach",-12,9.5500000000000007,186,216,240.5,265]
["79777","Birkendorf",-14,9.26,190,221,245,269]
["75217","Birkenfeld",-14,9.26,190,221,245,269]
["97834","Birkenfeld",-14,9.5500000000000007,186,216,240.5,265]
["55765","Birkenfeld / Nahe",-14,9.36,186,219,245,271]
["16928","Birkenfelde",-14,9.14,194,221,246.5,272]
["15913","Birkenhainchen",-16,9.1,192,221,244.5,268]
["88447","Birkenhard",-16,9.26,190,221,245,269]
["16547","Birkenwerder",-14,9.14,194,221,246.5,272]
["16515","Birkhorst",-14,9.14,194,221,246.5,272]
["92262","Birkland",-16,9.2200000000000006,192,220,243.5,267]
["79774","Birndorf",-12,9.26,190,221,245,269]
["02708","Bischdorf",-16,8.68,197,227,251,275]
["03205","Bischdorf",-16,9.1,192,221,244.5,268]
["37284","Bischhausen Kr. Eschwege",-14,9.73,183,216,240.5,265]
["37130","Bischhausen Kr. Göttingen",-16,9.73,183,216,240.5,265]
["01920","Bischheim",-16,9.2899999999999991,189,219,242.5,266]
["99094","Bischleben",-14,8.43,202,233,258.5,284]
["35649","Bischoffen",-14,9.73,183,216,240.5,265]
["37345","Bischofferode",-16,9.73,183,216,240.5,265]
["79235","Bischoffingen",-12,10.86,169,197,221,245]
["97653","Bischofsheim",-16,9.5500000000000007,186,216,240.5,265]
["94253","Bischofsmais",-18,8.76,194,222,244.5,267]
["01877","Bischofswerda",-16,9.2899999999999991,189,219,242.5,266]
["16559","Bischofswerder",-14,9.14,194,221,246.5,272]
["83483","Bischofswiesen",-18,7.01,227,260,283,306]
["72406","Bisingen",-18,9.26,190,221,245,269]
["39629","Bismark",-14,9.3000000000000007,189,219,245,271]
["29646","Bispingen",-14,9.44,187,220,247.5,275]
["30900","Bissendorf",-14,9.44,187,220,247.5,275]
["86657","Bissingen",-16,10.24,200,230,254,278]
["74321","Bissingen (Bietigheim)",-12,9.26,190,221,245,269]
["73266","Bissingen an der Teck",-16,9.26,190,221,245,269]
["54634","Bitburg",-14,9.36,186,219,245,271]
["54634","Bitburg",-14,9.36,186,219,245,271]
["72160","Bittelbronn",-16,9.26,190,221,245,269]
["72401","Bittelbronn",-16,9.26,190,221,245,269]
["72505","Bittelschieß",-14,9.26,190,221,245,269]
["71336","Bittenfeld",-12,9.26,190,221,245,269]
["06749","Bitterfeld",-14,9.3699999999999992,188,218,242.5,267]
["72475","Bitz",-18,9.26,190,221,245,269]
["57539","Bitzen",-12,8.4700000000000006,205,240,267.5,295]
["88094","Bitzenhofen",-14,9.7100000000000009,186,214,237.5,261]
["74626","Bitzfeld",-14,9.26,190,221,245,269]
["93476","Blaibach",-18,8.76,194,222,244.5,267]
["38889","Blankenburg/Harz",-14,9.3000000000000007,189,219,245,271]
["15827","Blankenfelde",-14,9.1,192,221,244.5,268]
["99444","Blankenhain",-14,8.43,202,233,258.5,284]
["53945","Blankenheim",-14,8.4700000000000006,205,240,267.5,295]
["53945","Blankenheimerdorf",-14,8.4700000000000006,205,240,267.5,295]
["56865","Blankenrath",-14,8.4700000000000006,205,240,267.5,295]
["45527","Blankenstein",-12,10.66,170,202,230,258]
["79588","Blansingen",-12,10.86,169,197,221,245]
["79859","Blasiwald",-16,9.26,190,221,245,269]
["66869","Blaubach",-14,9.36,191,223,248.5,274]
["89143","Blaubeuren",-16,10.24,200,230,254,278]
["74572","Blaufelden",-16,9.26,190,221,245,269]
["89134","Blaustein",-14,10.24,200,230,254,278]
["79261","Bleibach",-16,9.26,190,221,245,269]
["53894","Bleibuir",-14,8.4700000000000006,205,240,267.5,295]
["99752","Bleicherode",-14,8.43,202,233,258.5,284]
["72813","Bleichstetten",-18,9.26,190,221,245,269]
["65232","Bleidenstadt",-14,8.4700000000000006,205,240,267.5,295]
["24327","Blekendorf",-10,8.51,204,239,269.5,300]
["27337","Blender",-12,9.4,190,223,252,281]
["35796","Blessenbach",-14,9.73,183,216,240.5,265]
["21640","Bliedersdorf",-12,9.2200000000000006,192,225,253.5,282]
["66440","Blieskastel",-12,9.36,191,223,248.5,274]
["89434","Blindheim",-16,10.24,200,230,254,278]
["88273","Blitzenreute",-14,9.26,190,221,245,269]
["88512","Blochingen",-14,9.26,190,221,245,269]
["01561","Blochwitz",-16,9.2899999999999991,189,219,242.5,266]
["32825","Blomberg",-14,9.73,183,216,240.5,265]
["04886","Blumberg",-16,9.3699999999999992,188,218,242.5,267]
["78176","Blumberg",-16,9.26,190,221,245,269]
["31515","Blumenau",-14,9.44,187,220,247.5,275]
["02979","Bluno",-16,8.68,197,227,251,275]
["76891","Bobenthal",-12,9.36,191,223,248.5,274]
["86399","Bobingen",-16,10.24,200,230,254,278]
["73560","Böbingen",-16,9.26,190,221,245,269]
["7103.","Böblingen",-14,9.26,190,221,245,269]
["03222","Boblitz",-16,9.1,192,221,244.5,268]
["78727","Bochingen",-16,9.26,190,221,245,269]
["463..","Bocholt",-10,10.7,170,202,230,258]
["14913","Bochow",-14,9.1999999999999993,190,220,244,268]
["44...","Bochum",-10,10.7,170,202,230,258]
["44879","Bochum - Linden",-12,10.7,170,202,230,258]
["08324","Bockau",-16,7.71,213,246,270,294]
["04703","Bockelwitz",-14,9.3699999999999992,188,218,242.5,267]
["31167","Bockenem",-14,9.44,187,220,247.5,275]
["26345","Bockhorn",-12,9.93,181,215,245.5,276]
["590..","Bockum-Hövel",-12,8.4700000000000006,205,240,267.5,295]
["57392","Bödefeld",-16,8.4700000000000006,205,240,267.5,295]
["72411","Bodelshausen",-16,9.26,190,221,245,269]
["53539","Bodenbach",-14,8.4700000000000006,205,240,267.5,295]
["55294","Bodenheim",-12,9.36,186,219,245,271]
["84155","Bodenkirchen",-16,8.76,194,222,244.5,267]
["94249","Bodenmais",-18,8.76,194,222,244.5,267]
["37308","Bodenrode",-16,9.73,183,216,240.5,265]
["37619","Bodenwerder",-12,9.73,183,216,240.5,265]
["92439","Bodenwöhr",-16,9.2200000000000006,192,220,243.5,267]
["77694","Bodersweier",-12,10.86,169,197,221,245]
["37671","Bödexen",-14,9.73,183,216,240.5,265]
["78351","Bodman",-12,9.7100000000000009,186,214,237.5,261]
["88285","Bodnegg",-14,9.26,190,221,245,269]
["88131","Bodolz",-12,9.7100000000000009,186,214,237.5,261]
["37691","Boffzen",-14,9.73,183,216,240.5,265]
["04564","Böhlen",-14,9.3699999999999992,188,218,242.5,267]
["04808","Böhlitz",-14,9.3699999999999992,188,218,242.5,267]
["89558","Böhmenkirch",-16,10.24,200,230,254,278]
["16348","Böhmerheide",-14,9.14,194,221,246.5,272]
["72587","Böhringen",-18,9.26,190,221,245,269]
["03130","Bohsdorf",-16,9.1,192,221,244.5,268]
["17268","Boitzenburg",-12,8.7200000000000006,197,227,255,283]
["19258","Boizenburg",-12,8.89,197,227,255,283]
["33034","Bökendorf",-14,9.73,183,216,240.5,265]
["02627","Bolbritz",-16,8.68,197,227,251,275]
["19077","Boldela",-12,8.89,197,227,255,283]
["89542","Bolheim",-16,10.24,200,230,254,278]
["72379","Boll",-16,9.26,190,221,245,269]
["73087","Boll",-16,9.26,190,221,245,269]
["89160","Bollingen",-16,10.24,200,230,254,278]
["39517","Bölsdorf",-14,9.3000000000000007,189,219,245,271]
["23946","Boltenhagen",-10,8.89,197,227,255,283]
["79341","Bombach",-12,10.86,169,197,221,245]
["04938","Bomsdorf",-16,9.3699999999999992,188,218,242.5,267]
["71149","Bondorf",-16,9.26,190,221,245,269]
["56579","Bonefeld",-14,8.4700000000000006,205,240,267.5,295]
["59199","Bönen",-12,8.4700000000000006,205,240,267.5,295]
["74906","Bonfeld",-12,9.26,190,221,245,269]
["53...","Bonn",-10,8.4700000000000006,205,240,267.5,295]
["53...","Bonn - Beuel",-10,8.4700000000000006,205,240,267.5,295]
["53123","Bonn - Duisdorf",-12,8.4700000000000006,205,240,267.5,295]
["53175","Bonn - Friesdorf",-12,8.4700000000000006,205,240,267.5,295]
["53...","Bonn - Hoholz",-12,8.4700000000000006,205,240,267.5,295]
["53229","Bonn - Holzlar",-12,8.4700000000000006,205,240,267.5,295]
["79848","Bonndorf",-16,9.26,190,221,245,269]
["01796","Bonnewitz",-14,9.2899999999999991,189,219,242.5,266]
["01827","Bonnewitz",-14,9.2899999999999991,189,219,242.5,266]
["46519","Bönninghardt",-10,10.66,170,202,230,258]
["25474","Bönningstedt",-12,8.51,204,239,269.5,300]
["61194","Bönstadt",-12,9.73,183,216,240.5,265]
["73441","Bopfingen",-16,9.26,190,221,245,269]
["56154","Boppard",-14,8.4700000000000006,205,240,267.5,295]
["45355","Borbeck",-10,10.66,170,202,230,258]
["33178","Borchen",-14,9.73,183,216,240.5,265]
["31535","Bordenau",-14,9.44,187,220,247.5,275]
["34434","Borgentreich",-14,9.73,183,216,240.5,265]
["48565","Borghorst",-12,9.44,187,220,247.5,275]
["16556","Borgsdorf",-14,9.14,194,221,246.5,272]
["24857","Borgwedel",-10,8.51,204,239,269.5,300]
["59379","Bork",-14,8.4700000000000006,205,240,267.5,295]
["46325","Borken",-10,10.66,170,202,230,258]
["14822","Borkheide",-14,9.1999999999999993,190,220,244,268]
["26757","Borkum",-10,9.93,181,215,245.5,276]
["14822","Borkwalde",-14,9.1999999999999993,190,220,244,268]
["41379","Born",-10,10.66,170,202,230,258]
["18375","Born(Darß)",-10,9.0399999999999991,196,226,253.5,281]
["09114","Borna",-14,8.43,202,233,258.5,284]
["04758","Borna",-14,9.3699999999999992,188,218,242.5,267]
["04552","Borna, b. Leipzig",-14,9.3699999999999992,188,218,242.5,267]
["76879","Bornheim",-12,10.86,169,197,221,245]
["53332","Bornheim",-12,8.4700000000000006,205,240,267.5,295]
["06295","Bornstedt",-14,9.3699999999999992,188,218,242.5,267]
["04451","Borsdorf",-14,9.3699999999999992,188,218,242.5,267]
["31749","Borstel",-14,9.44,187,220,247.5,275]
["09579","Borstendorf",-16,7.71,213,246,270,294]
["73104","Börtlingen",-16,9.26,190,221,245,269]
["39359","Bösdorf",-14,9.3000000000000007,189,219,245,271]
["72285","Bösingen",-16,9.26,190,221,245,269]
["37671","Bosseborn",-14,9.73,183,216,240.5,265]
["74336","Botenheim",-14,9.26,190,221,245,269]
["77704","Bottenau",-14,10.86,169,197,221,245]
["91637","Bottenweiler",-16,9.2200000000000006,192,220,243.5,267]
["06571","Bottenweiler,Post Zumhaus ",-16,9.3699999999999992,188,218,242.5,267]
["462..","Bottrop",-10,10.7,170,202,230,258]
["79268","Bötzingen",-12,10.86,169,197,221,245]
["16727","Bötzow",-14,9.14,194,221,246.5,272]
["37120","Bovenden",-16,9.73,183,216,240.5,265]
["44388","Bövinghausen",-12,10.66,170,202,230,258]
["02943","Boxberg",-16,8.68,197,227,251,275]
["97944","Boxberg",-16,9.5500000000000007,186,216,240.5,265]
["74336","Brackenheim",-12,9.26,190,221,245,269]
["74336","Brackenheim - Meimsheim ",-12,9.26,190,221,245,269]
["74336","Brackenheim - Stockheim",-12,9.26,190,221,245,269]
["33...","Brackwede",-12,9.73,183,216,240.5,265]
["73574","Brainkofen",-16,9.26,190,221,245,269]
["26919","Brake",-10,9.93,181,215,245.5,276]
["33729","Brake",-12,9.73,183,216,240.5,265]
["33034","Brakel",-14,9.73,183,216,240.5,265]
["32816","Brakelsiek (Schieder-Schwalenbg.)",-14,9.73,183,216,240.5,265]
["27211","Bramstedt",-12,9.4,190,223,252,281]
["27628","Bramstedt",-12,9.4,190,223,252,281]
["52078","Brand",-12,10.24,176,211,239.5,268]
["08060","Brand",-14,8.43,202,233,258.5,284]
["95682","Brand",-18,6.95,226,258,280.5,303]
["1477.","Brandenburg/Havel",-14,9.1999999999999993,190,220,244,268]
["09614","Brand-Erbisdorf",-16,8.43,202,233,258.5,284]
["06785","Brandhorst",-14,9.3699999999999992,188,218,242.5,267]
["04821","Brandis",-14,9.3699999999999992,188,218,242.5,267]
["35647","Brandoberndorf",-14,9.73,183,216,240.5,265]
["83098","Brannenburg",-18,7.01,227,260,283,306]
["01920","Brauna",-16,9.2899999999999991,189,219,242.5,266]
["95186","Braunersgrün",-18,6.95,226,258,280.5,303]
["35619","Braunfels",-12,9.73,183,216,240.5,265]
["35619","Braunfels - Tiefenbach",-12,9.73,183,216,240.5,265]
["38700","Braunlage",-16,9.3000000000000007,189,219,245,271]
["381..","Braunschweig",-14,9.3000000000000007,189,219,245,271]
["09577","Braunsdorf",-14,8.43,202,233,258.5,284]
["09603","Bräunsdorf",-16,8.43,202,233,258.5,284]
["52538","Breberen",-10,10.24,176,211,239.5,268]
["58339","Breckerfeld",-12,8.4700000000000006,205,240,267.5,295]
["30974","Bredenbeck",-14,9.44,187,220,247.5,275]
["37697","Bredenborn",-14,9.73,183,216,240.5,265]
["25821","Bredstedt",-10,8.51,204,239,269.5,300]
["29451","Breese in der Marsch",-12,9.44,187,220,247.5,275]
["37339","Brehme",-16,9.73,183,216,240.5,265]
["06796","Brehna",-14,9.3699999999999992,188,218,242.5,267]
["53797","Breidt",-12,8.4700000000000006,205,240,267.5,295]
["79206","Breisach",-12,10.86,169,197,221,245]
["83254","Breitbrunn",-16,7.01,227,260,283,306]
["82211","Breitbrunn",-16,7.42,217,249,272.5,296]
["66916","Breitenbach",-12,9.36,191,223,248.5,274]
["75389","Breitenberg",-16,9.26,190,221,245,269]
["63584","Breitenborn",-14,9.5500000000000007,186,216,240.5,265]
["63599","Breitenborn",-14,9.5500000000000007,186,216,240.5,265]
["91238","Breitenbrunn",-16,9.2200000000000006,192,220,243.5,267]
["72119","Breitenholz",-16,9.26,190,221,245,269]
["37619","Breitenkamp",-14,9.73,183,216,240.5,265]
["06547","Breitenstein",-16,9.3699999999999992,188,218,242.5,267]
["89183","Breitingen",-16,10.24,200,230,254,278]
["35767","Breitscheid",-14,9.73,183,216,240.5,265]
["98597","Breitungen",-16,7.71,213,246,270,294]
["72525","Bremelau",-16,9.26,190,221,245,269]
["59469","Bremen",-12,8.4700000000000006,205,240,267.5,295]
["275..","Bremerhaven",-10,9.4,190,223,252,281]
["27432","Bremervörde",-12,9.4,190,223,252,281]
["65817","Bremsthal",-14,8.4700000000000006,205,240,267.5,295]
["53332","Brenig",-12,8.4700000000000006,205,240,267.5,295]
["37671","Brenkhausen",-14,9.73,183,216,240.5,265]
["93179","Brennberg",-18,8.76,194,222,244.5,267]
["64395","Brensbach",-14,9.5500000000000007,186,216,240.5,265]
["19294","Bresegard",-14,8.89,197,227,255,283]
["01900","Bretnig",-16,9.2899999999999991,189,219,242.5,266]
["74243","Brettach",-14,9.26,190,221,245,269]
["75015","Bretten",-12,9.26,190,221,245,269]
["39307","Brettin",-14,9.3000000000000007,189,219,245,271]
["55128","Bretzenheim",-12,10.86,169,197,221,245]
["74626","Bretzfeld",-14,9.26,190,221,245,269]
["56321","Brey",-12,8.4700000000000006,205,240,267.5,295]
["14778","Brielow",-14,9.1999999999999993,190,220,244,268]
["14656","Brieselang",-14,9.1999999999999993,190,220,244,268]
["01968","Brieske",-16,9.2899999999999991,189,219,242.5,266]
["78086","Brigachtal",-18,9.26,190,221,245,269]
["59929","Brilon",-14,8.4700000000000006,205,240,267.5,295]
["18055","Brinckmansdorf",-10,9.0399999999999991,196,226,253.5,281]
["04509","Brinnis",-14,9.3699999999999992,188,218,242.5,267]
["79379","Britzingen",-14,10.86,169,197,221,245]
["37115","Brochthausen",-16,9.73,183,216,240.5,265]
["27386","Brockel, Kr. Rotenburg",-16,9.4,190,223,252,281]
["59510","Brockhausen",-12,8.4700000000000006,205,240,267.5,295]
["17034","Broda",-14,8.7200000000000006,197,227,255,283]
["04509","Brodau",-14,9.3699999999999992,188,218,242.5,267]
["16230","Brodowin",-14,9.14,194,221,246.5,272]
["91522","Brodswinden",-16,9.2200000000000006,192,220,243.5,267]
["56656","Brohl - Lützing",-12,8.4700000000000006,205,240,267.5,295]
["14822","Brokheide",-14,9.1999999999999993,190,220,244,268]
["64753","Brombachtal",-14,9.5500000000000007,186,216,240.5,265]
["59969","Bromskirchen",-16,8.4700000000000006,205,240,267.5,295]
["91257","Bronn",-16,9.2200000000000006,192,220,243.5,267]
["88480","Bronnen",-16,9.26,190,221,245,269]
["72770","Bronnweiler",-16,9.26,190,221,245,269]
["98599","Brotterode",-16,7.71,213,246,270,294]
["57539","Bruchertseifen",-12,8.4700000000000006,205,240,267.5,295]
["27305","Bruchhausen-Vilsen",-12,9.4,190,223,252,281]
["66424","Bruchhof",-12,9.36,191,223,248.5,274]
["63486","Bruchköbel",-12,9.5500000000000007,186,216,240.5,265]
["66892","Bruchmühltal",-12,9.36,191,223,248.5,274]
["76646","Bruchsal",-12,9.26,190,221,245,269]
["14822","Brück",-14,9.1999999999999993,190,220,244,268]
["84079","Bruckberg",-16,8.76,194,222,244.5,267]
["46569","Bruckhausen",-10,10.66,170,202,230,258]
["83052","Bruckmühl",-16,7.01,227,260,283,306]
["09548","Brüderwiese",-16,7.71,213,246,270,294]
["52525","Brüggelchen",-10,10.24,176,211,239.5,268]
["41379","Brüggen",-10,10.66,170,202,230,258]
["50169","Brüggen",-12,10.66,170,202,230,258]
["31033","Brüggen",-14,9.44,187,220,247.5,275]
["50321","Brühl , Rheinl.",-10,10.66,170,202,230,258]
["46499","Brünen",-10,10.66,170,202,230,258]
["17039","Brunn",-14,8.7200000000000006,197,227,255,283]
["31863","Brünnighausen",-14,9.44,187,220,247.5,275]
["22946","Brunsbek",-12,9.2200000000000006,192,225,253.5,282]
["23883","Brunsmark",-12,8.89,197,227,255,283]
["17509","Brünzow",-12,8.7200000000000006,197,227,255,283]
["19209","Brüsewitz",-12,8.89,197,227,255,283]
["17326","Brüssow",-14,8.7200000000000006,197,227,255,283]
["91088","Bubenreuth",-16,9.2200000000000006,192,220,243.5,267]
["67742","Buborn",-14,9.36,191,223,248.5,274]
["89171","Buch",-16,10.24,200,230,254,278]
["89290","Buch",-16,10.24,200,230,254,278]
["73492","Buch",-16,9.26,190,221,245,269]
["79774","Buch",-12,9.26,190,221,245,269]
["85656","Buch am Buchrain",-16,9.07,190,218,241.5,265]
["84172","Buch am Erlbach",-16,8.76,194,222,244.5,267]
["91592","Buch am Wald",-16,9.2200000000000006,192,220,243.5,267]
["07334","Bucha",-14,8.43,202,233,258.5,284]
["56823","Büchel",-14,8.4700000000000006,205,240,267.5,295]
["74722","Buchen, Odenw.",-14,9.26,190,221,245,269]
["76646","Büchenau",-12,9.26,190,221,245,269]
["79256","Buchenbach",-18,9.26,190,221,245,269]
["75180","Büchenbronn",-14,9.26,190,221,245,269]
["79232","Buchheim",-12,10.86,169,197,221,245]
["88637","Buchheim",-16,9.26,190,221,245,269]
["31710","Buchholz",-14,9.44,187,220,247.5,275]
["53567","Buchholz",-12,8.4700000000000006,205,240,267.5,295]
["21244","Buchholz in der Nordheide",-12,9.2200000000000006,192,225,253.5,282]
["94124","Büchlberg",-16,8.76,194,222,244.5,267]
["86807","Buchloe",-16,7.42,217,249,272.5,296]
["90574","Buchschwabach",-16,9.2200000000000006,192,220,243.5,267]
["75175","Buckenberg",-14,9.26,190,221,245,269]
["03205","Buckow",-16,9.1,192,221,244.5,268]
["55257","Budenheim",-12,9.36,186,219,245,271]
["46487","Büderich",-10,10.66,170,202,230,258]
["61137","Büdesheim",-12,9.73,183,216,240.5,265]
["63654","Büdingen",-14,9.5500000000000007,186,216,240.5,265]
["99869","Bufleben",-14,8.43,202,233,258.5,284]
["86657","Buggenhofen",-16,10.24,200,230,254,278]
["79426","Buggingen",-14,10.86,169,197,221,245]
["89346","Bühl",-16,10.24,200,230,254,278]
["77815","Bühl",-12,10.86,169,197,221,245]
["77830","Bühlertal",-14,10.86,169,197,221,245]
["74424","Bühlertann",-16,9.26,190,221,245,269]
["50170","Buir",-12,10.66,170,202,230,258]
["21782","Bülkau",-10,9.2200000000000006,192,225,253.5,282]
["56859","Bullay",-12,8.4700000000000006,205,240,267.5,295]
["01936","Bulleritz",-16,9.2899999999999991,189,219,242.5,266]
["18276","Bülower Burg b. Güstrow",-12,9.0399999999999991,196,226,253.5,281]
["32257","Bünde",-12,9.73,183,216,240.5,265]
["24613","Bünzen",-12,8.51,204,239,269.5,300]
["33142","Büren",-14,9.73,183,216,240.5,265]
["03096","Burg",-16,9.1,192,221,244.5,268]
["91320","Burg - Gaillenreuth",-16,9.2200000000000006,192,220,243.5,267]
["39288","Burg b. Magdeburg",-14,9.3000000000000007,189,219,245,271]
["17094","Burg Stargard",-14,8.7200000000000006,197,227,255,283]
["45289","Burgaltendorf",-10,10.66,170,202,230,258]
["89331","Burgau",-16,10.24,200,230,254,278]
["78126","Burgberg",-16,9.26,190,221,245,269]
["91593","Burgbernheim",-16,9.2200000000000006,192,220,243.5,267]
["31303","Burgdorf",-14,9.44,187,220,247.5,275]
["89429","Burghagel",-16,10.24,200,230,254,278]
["96152","Burghaslach",-16,9.0299999999999994,194,223,247,271]
["76327","Burghausen",-12,9.26,190,221,245,269]
["86666","Burgheim",-16,10.24,200,230,254,278]
["93133","Burglengenfeld",-16,8.76,194,222,244.5,267]
["97496","Burgpreppach",-16,9.5500000000000007,186,216,240.5,265]
["88483","Burgrieden",-16,9.26,190,221,245,269]
["06295","Burgsdorf",-14,9.3699999999999992,188,218,242.5,267]
["35606","Burgsolms",-12,9.73,183,216,240.5,265]
["09217","Burgstädt",-14,8.43,202,233,258.5,284]
["31171","Burgstemmen",-14,9.44,187,220,247.5,275]
["71576","Burgstetten",-14,9.26,190,221,245,269]
["90559","Burgthann",-16,9.2200000000000006,192,220,243.5,267]
["37318","Burgwalde",-16,9.73,183,216,240.5,265]
["30938","Burgwedel",-14,9.44,187,220,247.5,275]
["96154","Burgwindheim",-16,9.0299999999999994,194,223,247,271]
["26969","Burhave",-10,9.93,181,215,245.5,276]
["97705","Burkardroth",-16,9.5500000000000007,186,216,240.5,265]
["04603","Burkersdorf",-14,9.3699999999999992,188,218,242.5,267]
["63679","Burkhards",-14,9.5500000000000007,186,216,240.5,265]
["09235","Burkhardtsdorf",-14,8.43,202,233,258.5,284]
["08318","Burkhardtsgrün",-16,7.71,213,246,270,294]
["72393","Burladingen",-18,9.26,190,221,245,269]
["17089","Burow",-14,8.7200000000000006,197,227,255,283]
["51399","Burscheid",-12,8.4700000000000006,205,240,267.5,295]
["68642","Bürstadt",-12,10.86,169,197,221,245]
["89349","Burtenbach",-16,10.24,200,230,254,278]
["53913","Buschhoven",-14,8.4700000000000006,205,240,267.5,295]
["50129","Büsdorf",-12,10.66,170,202,230,258]
["35418","Buseck",-12,9.73,183,216,240.5,265]
["76337","Busenbach",-14,9.26,190,221,245,269]
["76891","Busenberg",-12,9.36,191,223,248.5,274]
["25719","Busenwurth",-10,8.51,204,239,269.5,300]
["78266","Büsingen",-12,9.7100000000000009,186,214,237.5,261]
["99198","Büßleben",-14,8.43,202,233,258.5,284]
["26969","Butjadingen",-10,9.93,181,215,245.5,276]
["77764","Butschbach",-14,10.86,169,197,221,245]
["64572","Büttelborn",-12,9.5500000000000007,186,216,240.5,265]
["99439","Buttelstedt",-14,8.43,202,233,258.5,284]
["96155","Buttenheim",-16,9.0299999999999994,194,223,247,271]
["86647","Buttenwiesen",-16,10.24,200,230,254,278]
["86647","Buttenwiesen-Frauenstetten",-16,10.24,200,230,254,278]
["41564","Büttgen",-10,10.66,170,202,230,258]
["35510","Butzbach",-14,9.73,183,216,240.5,265]
["21683","Bützfleth",-10,9.2200000000000006,192,225,253.5,282]
["54309","Butzweiler",-14,9.36,186,219,245,271]
["87700","Buxach",-16,10.24,200,230,254,278]
["21614","Buxtehude",-12,9.2200000000000006,192,225,253.5,282]
["90556","Cadolzburg",-16,9.2200000000000006,192,220,243.5,267]
["39240","Calbe",-14,9.3000000000000007,189,219,245,271]
["38547","Calberlah",-14,9.3000000000000007,189,219,245,271]
["75323","Calmbach",-16,9.26,190,221,245,269]
["75365","Calw",-14,9.26,190,221,245,269]
["19246","Camin",-12,8.89,197,227,255,283]
["17094","Cammin",-14,8.7200000000000006,197,227,255,283]
["04685","Cannewitz",-14,9.3699999999999992,188,218,242.5,267]
["59379","Cappenberg",-12,8.4700000000000006,205,240,267.5,295]
["59379","Cappenberg",-12,8.4700000000000006,205,240,267.5,295]
["14548","Caputh",-14,9.1999999999999993,190,220,244,268]
["67316","Carlsberg",-12,9.36,191,223,248.5,274]
["02708","Carlsbrunn",-16,8.68,197,227,251,275]
["95138","Carlsgrün",-18,6.95,226,258,280.5,303]
["17291","Carmzow",-14,8.7200000000000006,197,227,255,283]
["17219","Carolinenhof",-14,8.7200000000000006,197,227,255,283]
["02699","Caßlau",-16,8.68,197,227,251,275]
["445..","Castrop-Rauxel",-10,10.7,170,202,230,258]
["04758","Cavertitz",-16,9.3699999999999992,188,218,242.5,267]
["292..","Celle",-12,9.44,187,220,247.5,275]
["93413","Cham",-18,8.76,194,222,244.5,267]
["93466","Chamerau",-18,8.76,194,222,244.5,267]
["56379","Charlottenberg",-12,8.4700000000000006,205,240,267.5,295]
["0911.","Chemnitz",-14,8.43,202,233,258.5,284]
["83339","Chieming",-16,7.01,227,260,283,306]
["04720","Choren",-14,9.3699999999999992,188,218,242.5,267]
["16230","Chorin",-14,9.14,194,221,246.5,272]
["09236","Claußnitz",-14,8.43,202,233,258.5,284]
["38678","Clausthal-Zellerfeld",-14,9.3000000000000007,189,219,245,271]
["74196","Cleversulzbach",-14,9.26,190,221,245,269]
["99718","Clingen",-14,8.43,202,233,258.5,284]
["49661","Cloppenburg",-12,9.44,187,220,247.5,275]
["96450","Coburg",-14,9.0299999999999994,194,223,247,271]
["56812","Cochem",-10,8.4700000000000006,205,240,267.5,295]
["06449","Cochstedt",-14,9.3699999999999992,188,218,242.5,267]
["48653","Coesfeld",-10,9.44,187,220,247.5,275]
["04680","Colditz",-14,9.3699999999999992,188,218,242.5,267]
["91598","Colmberg",-16,9.2200000000000006,192,220,243.5,267]
["01738","Colmnitz",-16,9.2899999999999991,189,219,242.5,266]
["04680","Commichau",-14,9.3699999999999992,188,218,242.5,267]
["09633","Conradsdorf",-16,8.43,202,233,258.5,284]
["75334","Conweiler",-14,9.26,190,221,245,269]
["31863","Coppenbrügge",-14,9.44,187,220,247.5,275]
["01640","Coswig",-14,9.2899999999999991,189,219,242.5,266]
["06869","Coswig",-14,9.3699999999999992,188,218,242.5,267]
["01796","Cotta B",-14,9.2899999999999991,189,219,242.5,266]
["030..","Cottbus",-16,9.1,192,221,244.5,268]
["74564","Crailsheim",-16,9.26,190,221,245,269]
["65558","Cramberg",-12,8.4700000000000006,205,240,267.5,295]
["08340","Crandorf",-16,7.71,213,246,270,294]
["09465","Cranzahl",-16,7.71,213,246,270,294]
["38162","Cremlingen",-14,9.3000000000000007,189,219,245,271]
["72178","Cresbach",-16,9.26,190,221,245,269]
["16306","Criewen",-16,9.14,194,221,246.5,272]
["08451","Crimmitschau",-14,8.43,202,233,258.5,284]
["19089","Crivitz",-12,8.89,197,227,255,283]
["19089","Crivitz",-12,8.89,197,227,255,283]
["08129","Crossen",-14,8.43,202,233,258.5,284]
["09306","Crossen",-14,8.43,202,233,258.5,284]
["02681","Crostau",-16,8.68,197,227,251,275]
["09474","Crottendorf",-16,7.71,213,246,270,294]
["19322","Cumlosen",-14,8.89,197,227,255,283]
["09456","Cunersdorf",-16,7.71,213,246,270,294]
["02733","Cunewalde",-16,8.68,197,227,251,275]
["01824","Cunnersdorf b. Königstein",-16,9.2899999999999991,189,219,242.5,266]
["274..","Cuxhaven",-10,9.4,190,223,252,281]
["85221","Dachau",-16,9.07,190,218,241.5,265]
["91462","Dachsbach",-16,9.2200000000000006,192,220,243.5,267]
["79875","Dachsberg",-16,9.26,190,221,245,269]
["71134","Dachtel",-16,9.26,190,221,245,269]
["99100","Dachwig",-14,8.43,202,233,258.5,284]
["33100","Dahl",-14,9.73,183,216,240.5,265]
["53949","Dahlem",-14,8.4700000000000006,205,240,267.5,295]
["39326","Dahlenwarsleben",-14,9.3000000000000007,189,219,245,271]
["42477","Dahlerau",-12,10.66,170,202,230,258]
["15366","Dahlwitz-Hoppegarten",-14,9.1,192,221,244.5,268]
["66994","Dahn",-12,9.36,191,223,248.5,274]
["88718","Daisendorf",-12,9.7100000000000009,186,214,237.5,261]
["19071","Dalberg",-12,8.89,197,227,255,283]
["73492","Dalkingen",-16,9.26,190,221,245,269]
["74834","Dallau",-14,9.26,190,221,245,269]
["14624","Dallgow",-14,9.1999999999999993,190,220,244,268]
["67592","Dalsheim",-12,9.36,191,223,248.5,274]
["23738","Damlos",-10,8.89,197,227,255,283]
["17291","Damme",-14,8.7200000000000006,197,227,255,283]
["24351","Damp",-10,8.51,204,239,269.5,300]
["15936","Damsdorf",-14,9.1,192,221,244.5,268]
["23948","Damshagen",-10,8.89,197,227,255,283]
["06493","Dankerode",-16,9.3699999999999992,188,218,242.5,267]
["38461","Danndorf",-14,9.3000000000000007,189,219,245,271]
["38524","Dannenbüttel",-14,9.3000000000000007,189,219,245,271]
["67814","Dannenfels",-12,9.36,191,223,248.5,274]
["39245","Dannigkow",-14,9.3000000000000007,189,219,245,271]
["67661","Dansenberg",-12,9.36,191,223,248.5,274]
["38836","Dardesheim",-14,9.3000000000000007,189,219,245,271]
["17498","Dargelin",-12,8.7200000000000006,197,227,255,283]
["38871","Darlingerode",-16,9.3000000000000007,189,219,245,271]
["71063","Darmsheim",-16,9.26,190,221,245,269]
["642..","Darmstadt",-12,9.5500000000000007,186,216,240.5,265]
["54552","Darscheid",-14,9.36,186,219,245,271]
["86453","Dasing",-16,10.24,200,230,254,278]
["37586","Dassel",-14,9.73,183,216,240.5,265]
["37574","Dassensen",-16,9.73,183,216,240.5,265]
["92358","Daßwangen",-16,9.2200000000000006,192,220,243.5,267]
["45711","Datteln",-12,10.66,170,202,230,258]
["79379","Dattingen",-14,10.86,169,197,221,245]
["71120","Dätzingen",-16,9.26,190,221,245,269]
["56412","Daubach",-14,8.4700000000000006,205,240,267.5,295]
["02906","Dauban",-16,8.68,197,227,251,275]
["54550","Daun",-14,9.36,186,219,245,271]
["91522","Dautenwinden",-16,9.2200000000000006,192,220,243.5,267]
["04886","Dautzschen",-16,9.3699999999999992,188,218,242.5,267]
["76185","Daxlanden",-12,10.86,169,197,221,245]
["27607","Debstedt",-10,9.4,190,223,252,281]
["18317","Dechowshof",-10,9.0399999999999991,196,226,253.5,281]
["75392","Deckenpfronn",-16,9.26,190,221,245,269]
["30926","Dedensen",-14,9.44,187,220,247.5,275]
["37627","Deensen",-14,9.73,183,216,240.5,265]
["88456","Degernau",-16,9.26,190,221,245,269]
["72762","Degerschlacht",-16,9.26,190,221,245,269]
["94469","Deggenau",-18,8.76,194,222,244.5,267]
["94469","Deggendorf",-18,8.76,194,222,244.5,267]
["88693","Deggenhausental",-14,9.26,190,221,245,269]
["73326","Deggingen",-16,9.26,190,221,245,269]
["08538","Dehles",-18,7.71,213,246,270,294]
["67146","Deidesheim",-12,9.36,191,223,248.5,274]
["78586","Deilingen",-18,9.26,190,221,245,269]
["92364","Deining",-16,9.2200000000000006,192,220,243.5,267]
["86738","Deiningen",-16,10.24,200,230,254,278]
["33129","Delbrück",-12,9.73,183,216,240.5,265]
["04509","Delitzsch",-14,9.3699999999999992,188,218,242.5,267]
["31073","Delligsen",-14,9.44,187,220,247.5,275]
["89155","Dellmensingen",-14,10.24,200,230,254,278]
["277..","Delmenhorst",-12,9.4,190,223,252,281]
["19089","Demen",-12,8.89,197,227,255,283]
["01877","Demitz - Thumitz",-16,9.2899999999999991,189,219,242.5,266]
["85098","Demling",-18,9.07,190,218,241.5,265]
["17109","Demmin",-12,8.7200000000000006,197,227,255,283]
["73770","Denkendorf",-14,9.26,190,221,245,269]
["88630","Denkingen",-14,9.26,190,221,245,269]
["14913","Dennewitz",-14,9.1999999999999993,190,220,244,268]
["79207","Denzlingen",-14,9.26,190,221,245,269]
["79211","Denzlingen",-14,9.26,190,221,245,269]
["39317","Derben",-14,9.3000000000000007,189,219,245,271]
["38895","Derenburg",-14,9.3000000000000007,189,219,245,271]
["37691","Derental",-14,9.73,183,216,240.5,265]
["53507","Dernau",-14,8.4700000000000006,205,240,267.5,295]
["56428","Dernbach",-14,8.4700000000000006,205,240,267.5,295]
["76857","Dernbach",-12,9.36,191,223,248.5,274]
["31188","Derneburg",-14,9.44,187,220,247.5,275]
["0684.","Dessau",-14,9.3699999999999992,188,218,242.5,267]
["327..","Detmold",-12,9.73,183,216,240.5,265]
["72135","Dettenhausen",-16,9.26,190,221,245,269]
["76706","Dettenheim",-12,10.86,169,197,221,245]
["86911","Dettenschwang",-16,7.42,217,249,272.5,296]
["89547","Dettingen",-16,10.24,200,230,254,278]
["89584","Dettingen",-14,10.24,200,230,254,278]
["72108","Dettingen",-16,9.26,190,221,245,269]
["72160","Dettingen",-16,9.26,190,221,245,269]
["73265","Dettingen",-16,9.26,190,221,245,269]
["88451","Dettingen",-16,9.26,190,221,245,269]
["72581","Dettingen an der Erms",-16,9.26,190,221,245,269]
["18320","Dettmannsdorf",-12,9.0399999999999991,196,226,253.5,281]
["71134","Deufringen",-16,9.26,190,221,245,269]
["54411","Deuselbach",-12,9.36,186,219,245,271]
["84166","Deutenkofen",-16,8.76,194,222,244.5,267]
["09548","Deutscheinsiedel",-16,7.71,213,246,270,294]
["09548","Deutschkatharinenberg",-16,7.71,213,246,270,294]
["09548","Deutschneudorf",-16,7.71,213,246,270,294]
["78355","Deutwang",-14,9.7100000000000009,186,214,237.5,261]
["04574","Deutzen",-14,9.3699999999999992,188,218,242.5,267]
["18439","Devin",-10,9.0399999999999991,196,226,253.5,281]
["55278","Dexheim",-12,9.36,186,219,245,271]
["38530","Didderse",-14,9.3000000000000007,189,219,245,271]
["91583","Diebach",-16,9.2200000000000006,192,220,243.5,267]
["56332","Dieblich",-12,8.4700000000000006,205,240,267.5,295]
["64807","Dieburg",-14,9.5500000000000007,186,216,240.5,265]
["75015","Diedelsheim",-12,9.26,190,221,245,269]
["67434","Diedesfeld",-12,9.36,191,223,248.5,274]
["86420","Diedorf",-16,10.24,200,230,254,278]
["18119","Diedrichshagen",-10,9.0399999999999991,196,226,253.5,281]
["31199","Diekholzen",-14,9.44,187,220,247.5,275]
["69234","Dielheim",-12,9.5500000000000007,186,216,240.5,265]
["86657","Diemantstein",-16,10.24,200,230,254,278]
["34519","Diemelsee",-16,9.73,183,216,240.5,265]
["34474","Diemelstadt",-14,9.73,183,216,240.5,265]
["15864","Diensdorf",-14,9.1,192,221,244.5,268]
["97941","Dienstadt",-14,9.5500000000000007,186,216,240.5,265]
["31603","Diepenau",-12,9.44,187,220,247.5,275]
["91227","Diepersdorf",-16,9.2200000000000006,192,220,243.5,267]
["01665","Diera",-14,9.2899999999999991,189,219,242.5,266]
["77749","Diersburg",-12,10.86,169,197,221,245]
["77866","Diersheim",-12,10.86,169,197,221,245]
["06184","Dieshau",-14,9.3699999999999992,188,218,242.5,267]
["91456","Diespeck",-16,9.2200000000000006,192,220,243.5,267]
["86911","Dießen",-16,7.42,217,249,272.5,296]
["89165","Dietenheim",-16,10.24,200,230,254,278]
["90599","Dietenhofen",-16,9.2200000000000006,192,220,243.5,267]
["88524","Dieterskirch",-14,9.26,190,221,245,269]
["75210","Dietlingen",-14,9.26,190,221,245,269]
["88410","Dietmanns",-16,9.26,190,221,245,269]
["87463","Dietmannsried",-16,7.42,217,249,272.5,296]
["63128","Dietzenbach",-12,9.5500000000000007,186,216,240.5,265]
["35716","Dietzhölztal",-14,9.73,183,216,240.5,265]
["65582","Diez",-12,8.4700000000000006,205,240,267.5,295]
["71034","Diezenhalde",-14,9.26,190,221,245,269]
["35683","Dillenburg",-12,9.73,183,216,240.5,265]
["89407","Dillingen/Donau",-16,10.24,200,230,254,278]
["66763","Dillingen-Diefflen",-12,9.36,191,223,248.5,274]
["46499","Dingden",-10,10.66,170,202,230,258]
["78465","Dingelsdorf",-12,9.7100000000000009,186,214,237.5,261]
["37351","Dingelstädt",-16,9.73,183,216,240.5,265]
["38838","Dingelstedt",-14,9.3000000000000007,189,219,245,271]
["84130","Dingolfing",-18,8.76,194,222,244.5,267]
["84130","Dingolfingen",-16,8.76,194,222,244.5,267]
["91550","Dinkelsbühl",-16,9.2200000000000006,192,220,243.5,267]
["86424","Dinkelscherben",-16,10.24,200,230,254,278]
["59514","Dinker",-12,8.4700000000000006,205,240,267.5,295]
["49413","Dinklage",-12,9.44,187,220,247.5,275]
["4653.","Dinslaken",-10,10.66,170,202,230,258]
["01744","Dippoldiswalde",-14,9.2899999999999991,189,219,242.5,266]
["27412","Dipshorn",-12,9.4,190,223,252,281]
["87742","Dirlewang",-16,10.24,200,230,254,278]
["89561","Dischingen",-16,10.24,200,230,254,278]
["49201","Dissen",-12,9.44,187,220,247.5,275]
["03052","Dissenchen",-16,9.1,192,221,244.5,268]
["06484","Ditfurt",-14,9.3699999999999992,188,218,242.5,267]
["67596","Dittelsheim - Heßloch",-12,9.36,191,223,248.5,274]
["91723","Dittenheim",-16,9.2200000000000006,192,220,243.5,267]
["01768","Dittersbach",-16,9.2899999999999991,189,219,242.5,266]
["09669","Dittersbach",-16,8.43,202,233,258.5,284]
["02748","Dittersbach auf dem Eigen",-16,8.68,197,227,251,275]
["09629","Dittmannsdorf",-14,8.43,202,233,258.5,284]
["09573","Dittmannsdorf",-14,7.71,213,246,270,294]
["71254","Ditzingen",-14,9.26,190,221,245,269]
["75335","Dobel",-16,9.26,190,221,245,269]
["04720","Döbeln",-14,9.3699999999999992,188,218,242.5,267]
["04874","Döbeltitz",-16,9.3699999999999992,188,218,242.5,267]
["03253","Doberlug",-16,9.1,192,221,244.5,268]
["04860","Döbern",-16,9.3699999999999992,188,218,242.5,267]
["03159","Döbern",-16,9.1,192,221,244.5,268]
["02699","Doberschütz",-16,8.68,197,227,251,275]
["04838","Doberschütz",-14,9.3699999999999992,188,218,242.5,267]
["04703","Doberschwitz",-14,9.3699999999999992,188,218,242.5,267]
["04626","Dobitschen",-14,9.3699999999999992,188,218,242.5,267]
["06729","Döbitzschen",-14,9.3699999999999992,188,218,242.5,267]
["01561","Dobra",-16,9.2899999999999991,189,219,242.5,266]
["01833","Dobra",-14,9.2899999999999991,189,219,242.5,266]
["04924","Dobra",-16,9.3699999999999992,188,218,242.5,267]
["54552","Dockweiler",-14,9.36,186,219,245,271]
["54518","Dodenburg",-14,9.36,186,219,245,271]
["04509","Doebernitz",-14,9.3699999999999992,188,218,242.5,267]
["71120","Döffingen",-16,9.26,190,221,245,269]
["79804","Dogern",-12,9.26,190,221,245,269]
["95182","Döhlau",-18,6.95,226,258,280.5,303]
["01796","Dohma",-14,9.2899999999999991,189,219,242.5,266]
["01809","Dohna",-14,9.2899999999999991,189,219,242.5,266]
["06120","Dölau",-14,9.3699999999999992,188,218,242.5,267]
["06184","Dölbau",-14,9.3699999999999992,188,218,242.5,267]
["03238","Dollenchen",-16,9.1,192,221,244.5,268]
["24989","Dollerup",-10,8.51,204,239,269.5,300]
["99100","Döllstädt",-14,8.43,202,233,258.5,284]
["92364","Döllwang",-16,9.2200000000000006,192,220,243.5,267]
["19303","Dömitz",-12,8.89,197,227,255,283]
["04880","Dommitsch",-16,9.3699999999999992,188,218,242.5,267]
["04880","Dommitzsch",-16,9.3699999999999992,188,218,242.5,267]
["04924","Domsdorf",-16,9.3699999999999992,188,218,242.5,267]
["19374","Domsühl",-14,8.89,197,227,255,283]
["78166","Donaueschingen",-18,9.26,190,221,245,269]
["86609","Donauwörth",-16,10.24,200,230,254,278]
["06571","Donndorf",-14,9.3699999999999992,188,218,242.5,267]
["27612","Donnern",-12,9.4,190,223,252,281]
["72587","Donnstetten",-18,9.26,190,221,245,269]
["73072","Donzdorf",-16,9.26,190,221,245,269]
["54528","Dörbach",-14,9.36,186,219,245,271]
["32694","Dörentrup",-14,9.73,183,216,240.5,265]
["18311","Dorf Körkwitz",-10,9.0399999999999991,196,226,253.5,281]
["23972","Dorf Mecklenburg",-10,8.89,197,227,255,283]
["29683","Dorfmark",-14,9.44,187,220,247.5,275]
["97904","Dorfprozelten",-14,9.5500000000000007,186,216,240.5,265]
["02979","Dörgenhausen",-16,8.68,197,227,251,275]
["61169","Dorheim",-12,9.73,183,216,240.5,265]
["77978","Dörlinbach",-14,9.26,190,221,245,269]
["41542","Dormagen",-10,10.66,170,202,230,258]
["72358","Dormettingen",-16,9.26,190,221,245,269]
["72124","Dörnach",-16,9.26,190,221,245,269]
["89186","Dorndorf",-16,10.24,200,230,254,278]
["67585","Dorn-Dürkheim",-12,9.36,191,223,248.5,274]
["72175","Dornhan",-16,9.26,190,221,245,269]
["89160","Dornstadt",-16,10.24,200,230,254,278]
["72280","Dornstetten",-16,9.26,190,221,245,269]
["09509","Dörnthal",-16,7.71,213,246,270,294]
["56370","Dörsdorf",-14,8.4700000000000006,205,240,267.5,295]
["4628.","Dorsten",-10,10.66,170,202,230,258]
["44388","Dortmund - Bövinghausen",-12,10.7,170,202,230,258]
["44309","Dortmund - Brackel",-12,10.7,170,202,230,258]
["44369","Dortmund - Deusen",-12,10.7,170,202,230,258]
["44329","Dortmund - Grevel",-12,10.7,170,202,230,258]
["44263","Dortmund - Hörde",-12,10.7,170,202,230,258]
["44149","Dortmund - Kley",-12,10.7,170,202,230,258]
["44229","Dortmund - Lücklemberg",-12,10.7,170,202,230,258]
["44...","Dortmund - Oespel",-12,10.7,170,202,230,258]
["44269","Dortmund - Schüren",-12,10.7,170,202,230,258]
["44265","Dortmund - Wichlinghofen",-12,10.7,170,202,230,258]
["27632","Dorum",-10,9.4,190,223,252,281]
["74677","Dörzbach",-14,9.26,190,221,245,269]
["04720","Döschütz",-14,9.3699999999999992,188,218,242.5,267]
["79739","Dossenbach",-12,9.26,190,221,245,269]
["69221","Dossenheim",-12,9.5500000000000007,186,216,240.5,265]
["72359","Dotternhausen",-18,9.26,190,221,245,269]
["79282","Dottingen",-14,10.86,169,197,221,245]
["72525","Dottingen",-18,9.26,190,221,245,269]
["56729","Döttingen",-14,8.4700000000000006,205,240,267.5,295]
["94256","Drachselsried",-18,8.76,194,222,244.5,267]
["73345","Drackenstein",-18,9.26,190,221,245,269]
["55127","Drais",-12,10.86,169,197,221,245]
["31623","Drakenburg",-12,9.44,187,220,247.5,275]
["37127","Dransfeld",-14,9.73,183,216,240.5,265]
["04938","Drasdo",-16,9.3699999999999992,188,218,242.5,267]
["56330","Dreckenach",-14,8.4700000000000006,205,240,267.5,295]
["53520","Drees",-14,8.4700000000000006,205,240,267.5,295]
["63303","Dreieich",-12,9.5500000000000007,186,216,240.5,265]
["54518","Dreis",-14,9.36,186,219,245,271]
["54552","Dreis-Brück",-14,9.36,186,219,245,271]
["48317","Drensteinfurt",-12,9.44,187,220,247.5,275]
["01108","Dresden - Weixdorf",-14,9.2899999999999991,189,219,242.5,266]
["33014","Dringenberg",-14,9.73,183,216,240.5,265]
["19069","Drispeth",-12,8.89,197,227,255,283]
["21706","Drochtersen",-10,9.2200000000000006,192,225,253.5,282]
["08606","Dröda",-18,7.71,213,246,270,294]
["21386","Drögennindorf",-14,9.2200000000000006,192,225,253.5,282]
["57489","Drolshagen",-12,8.4700000000000006,205,240,267.5,295]
["91238","Drosberg",-16,9.2200000000000006,192,220,243.5,267]
["52372","Drove",-14,10.24,176,211,239.5,268]
["06722","Droyßig",-14,9.3699999999999992,188,218,242.5,267]
["55585","Duchroth",-12,9.36,186,219,245,271]
["63654","Düdelsheim",-12,9.5500000000000007,186,216,240.5,265]
["63110","Dudenhofen",-12,9.5500000000000007,186,216,240.5,265]
["37115","Duderstadt",-16,9.73,183,216,240.5,265]
["66125","Dudweiler / Saar",-12,9.36,191,223,248.5,274]
["74889","Dühren",-12,9.26,190,221,245,269]
["31089","Duingen",-14,9.44,187,220,247.5,275]
["47...","Duisburg",-10,10.7,170,202,230,258]
["41751","Dülken",-10,10.66,170,202,230,258]
["48249","Dülmen",-12,9.44,187,220,247.5,275]
["19073","Dümmer",-12,8.89,197,227,255,283]
["19073","Dümmerhütte",-12,8.89,197,227,255,283]
["19073","Dümmerstück-Hof",-12,8.89,197,227,255,283]
["53520","Dümpelfeld",-14,8.4700000000000006,205,240,267.5,295]
["77743","Dundenheim",-12,10.86,169,197,221,245]
["31226","Dungelbeck",-14,9.44,187,220,247.5,275]
["56761","Düngenheim",-14,8.4700000000000006,205,240,267.5,295]
["78655","Dunningen",-16,9.26,190,221,245,269]
["74582","Dünsbach",-16,9.26,190,221,245,269]
["27243","Dünsen",-14,9.4,190,223,252,281]
["54597","Duppach",-14,9.36,186,219,245,271]
["77770","Durbach",-12,10.86,169,197,221,245]
["78589","Dürbheim",-18,9.26,190,221,245,269]
["523..","Düren",-12,10.24,176,211,239.5,268]
["73568","Durlangen",-16,9.26,190,221,245,269]
["88525","Dürmentingen",-14,9.26,190,221,245,269]
["76448","Durmersheim",-12,10.86,169,197,221,245]
["73105","Dürnau",-16,9.26,190,221,245,269]
["88422","Dürnau",-14,9.26,190,221,245,269]
["72172","Dürrenmettstetten",-16,9.26,190,221,245,269]
["72525","Dürrenstetten (Münsingen)",-16,9.26,190,221,245,269]
["08396","Dürrenuhlsdorf",-14,8.43,202,233,258.5,284]
["02708","Dürrhennersdorf",-16,8.68,197,227,251,275]
["89350","Dürrlauingen",-16,10.24,200,230,254,278]
["75248","Dürrn",-14,9.26,190,221,245,269]
["01833","Dürröhrsdorf",-14,9.2899999999999991,189,219,242.5,266]
["72285","Durrweiler",-16,9.26,190,221,245,269]
["04668","Dürrweitzschen",-14,9.3699999999999992,188,218,242.5,267]
["04720","Dürrweitzschen",-14,9.3699999999999992,188,218,242.5,267]
["51515","Dürscheid",-12,8.4700000000000006,205,240,267.5,295]
["29664","Düshorn",-12,9.44,187,220,247.5,275]
["72144","Dußlingen",-16,9.26,190,221,245,269]
["35582","Dutenhofen",-12,9.73,183,216,240.5,265]
["19205","Dutzow",-12,8.89,197,227,255,283]
["39179","Ebendorf",-14,9.3000000000000007,189,219,245,271]
["87640","Ebenhofen",-16,7.42,217,249,272.5,296]
["96250","Ebensfeld",-16,9.0299999999999994,194,223,247,271]
["88370","Ebenweiler",-14,9.26,190,221,245,269]
["69412","Eberbach a.N.",-12,9.5500000000000007,186,216,240.5,265]
["71735","Eberdingen",-14,9.26,190,221,245,269]
["88436","Eberhardzell",-16,9.26,190,221,245,269]
["31079","Eberholzen",-14,9.44,187,220,247.5,275]
["91320","Ebermannstadt",-16,9.2200000000000006,192,220,243.5,267]
["01561","Ebersbach",-16,9.2899999999999991,189,219,242.5,266]
["02730","Ebersbach",-16,8.68,197,227,251,275]
["04720","Ebersbach",-14,9.3699999999999992,188,218,242.5,267]
["88371","Ebersbach",-14,9.26,190,221,245,269]
["73061","Ebersbach an der Fils",-16,9.26,190,221,245,269]
["85560","Ebersberg",-16,9.07,190,218,241.5,265]
["08144","Ebersbrunn",-14,8.43,202,233,258.5,284]
["34388","Eberschütz",-14,9.73,183,216,240.5,265]
["27432","Ebersdorf",-12,9.4,190,223,252,281]
["091..","Ebersdorf",-14,8.43,202,233,258.5,284]
["02708","Ebersdorf",-16,8.68,197,227,251,275]
["72224","Ebershardt",-16,9.26,190,221,245,269]
["74246","Eberstadt",-14,9.26,190,221,245,269]
["74653","Eberstal",-14,9.26,190,221,245,269]
["16227","Eberswalde",-14,9.14,194,221,246.5,272]
["16225","Eberswalde / Finow",-14,9.14,194,221,246.5,272]
["67280","Ebertsheim",-12,9.36,191,223,248.5,274]
["72224","Ebhausen",-16,9.26,190,221,245,269]
["72458","Ebingen (Albstadt)",-18,9.26,190,221,245,269]
["08626","Ebmath",-18,7.71,213,246,270,294]
["79117","Ebnet",-16,10.86,169,197,221,245]
["73667","Ebni-Kaiserbach",-16,9.26,190,221,245,269]
["79285","Ebringen",-14,9.26,190,221,245,269]
["89423","Echenbrunn",-16,10.24,200,230,254,278]
["82279","Eching am Ammersee",-16,7.42,217,249,272.5,296]
["77731","Eckartsweier",-12,10.86,169,197,221,245]
["90542","Eckental",-16,9.2200000000000006,192,220,243.5,267]
["72108","Eckenweiler",-16,9.26,190,221,245,269]
["24340","Eckernförde",-10,8.51,204,239,269.5,300]
["37339","Ecklingerode",-16,9.73,183,216,240.5,265]
["14913","Eckmannsdorf",-14,9.1999999999999993,190,220,244,268]
["99195","Eckstedt",-14,8.43,202,233,258.5,284]
["97215","Eckwarhofen",-16,9.5500000000000007,186,216,240.5,265]
["29575","Eddelstorf",-12,9.44,187,220,247.5,275]
["06388","Edderitz",-14,9.3699999999999992,188,218,242.5,267]
["88453","Edelbeuren",-16,9.26,190,221,245,269]
["72285","Edelweiler",-16,9.26,190,221,245,269]
["31234","Edemissen",-14,9.44,187,220,247.5,275]
["88416","Edenbachen",-16,9.26,190,221,245,269]
["67480","Edenkoben",-12,9.36,191,223,248.5,274]
["34295","Edermünde",-14,9.73,183,216,240.5,265]
["26188","Edewecht",-12,9.93,181,215,245.5,276]
["26169","Edewechterdamm/Friesoythe",-12,9.93,181,215,245.5,276]
["06420","Edlau",-14,9.3699999999999992,188,218,242.5,267]
["83533","Edling",-16,7.01,227,260,283,306]
["41849","Effeld",-10,10.66,170,202,230,258]
["50354","Efferen",-12,10.66,170,202,230,258]
["72218","Effringen",-16,9.26,190,221,245,269]
["79588","Efringen-Kirchen",-12,10.86,169,197,221,245]
["88048","Efrizweiler",-12,9.7100000000000009,186,214,237.5,261]
["39435","Egeln",-14,9.3000000000000007,189,219,245,271]
["63329","Egelsbach",-12,9.5500000000000007,186,216,240.5,265]
["72227","Egenhausen",-16,9.26,190,221,245,269]
["91238","Egensbach",-16,9.2200000000000006,192,220,243.5,267]
["78592","Egesheim",-18,9.26,190,221,245,269]
["31848","Egestorf a. Süntel",-14,9.44,187,220,247.5,275]
["86698","Eggelstetten",-16,10.24,200,230,254,278]
["84307","Eggenfelden",-16,8.76,194,222,244.5,267]
["73479","Eggenrot",-16,9.26,190,221,245,269]
["76344","Eggenstein",-12,10.86,169,197,221,245]
["49577","Eggermühlen",-12,9.44,187,220,247.5,275]
["89079","Eggingen",-14,10.24,200,230,254,278]
["79805","Eggingen",-14,9.26,190,221,245,269]
["84385","Egglham",-16,8.76,194,222,244.5,267]
["88410","Eggmannsried",-16,9.26,190,221,245,269]
["91330","Eggolsheim",-16,9.2200000000000006,192,220,243.5,267]
["83125","Eggstätt",-16,7.01,227,260,283,306]
["94535","Eging a. See",-18,8.76,194,222,244.5,267]
["86492","Egling a.d. Paar",-16,10.24,200,230,254,278]
["89561","Eglingen",-16,10.24,200,230,254,278]
["71634","Eglosheim",-12,9.26,190,221,245,269]
["79588","Egringen",-12,10.86,169,197,221,245]
["86676","Ehekirchen",-16,10.24,200,230,254,278]
["72534","Ehestetten",-16,9.26,190,221,245,269]
["89584","Ehingen",-14,10.24,200,230,254,278]
["91725","Ehingen",-16,9.2200000000000006,192,220,243.5,267]
["31303","Ehlershausen",-14,9.44,187,220,247.5,275]
["38442","Ehmen",-14,9.3000000000000007,189,219,245,271]
["71139","Ehningen",-16,9.26,190,221,245,269]
["04430","Ehrenberg",-14,9.3699999999999992,188,218,242.5,267]
["04603","Ehrenberg",-14,9.3699999999999992,188,218,242.5,267]
["27248","Ehrenburg",-12,9.4,190,223,252,281]
["79238","Ehrenkirchen",-14,10.86,169,197,221,245]
["35630","Ehringhausen",-12,9.73,183,216,240.5,265]
["35630","Ehringshausen",-12,9.73,183,216,240.5,265]
["02739","Eibau",-16,8.68,197,227,251,275]
["35713","Eibelshausen",-14,9.73,183,216,240.5,265]
["08309","Eibenstock",-16,7.71,213,246,270,294]
["67575","Eich",-12,9.36,191,223,248.5,274]
["04720","Eichardt",-14,9.3699999999999992,188,218,242.5,267]
["76684","Eichelberg",-12,9.26,190,221,245,269]
["57632","Eichen",-14,8.4700000000000006,205,240,267.5,295]
["82223","Eichenau",-16,7.42,217,249,272.5,296]
["39167","Eichenbarleben",-14,9.3000000000000007,189,219,245,271]
["94428","Eichendorf",-16,8.76,194,222,244.5,267]
["36148","Eichenried",-14,9.73,183,216,240.5,265]
["36124","Eichenzell",-14,9.73,183,216,240.5,265]
["85464","Eicherloh",-16,9.07,190,218,241.5,265]
["52152","Eicherscheid",-14,10.24,176,211,239.5,268]
["79618","Eichsel",-12,9.26,190,221,245,269]
["85072","Eichstätt",-16,9.07,190,218,241.5,265]
["39596","Eichstedt",-14,9.3000000000000007,189,219,245,271]
["79356","Eichstetten",-12,10.86,169,197,221,245]
["15732","Eichwalde",-14,9.1,192,221,244.5,268]
["39221","Eickendorf",-14,9.3000000000000007,189,219,245,271]
["35713","Eiershausen",-14,9.73,183,216,240.5,265]
["04838","Eilenburg",-14,9.3699999999999992,188,218,242.5,267]
["38838","Eilenstedt",-14,9.3000000000000007,189,219,245,271]
["31535","Eilvese",-14,9.44,187,220,247.5,275]
["31036","Eime",-14,9.44,187,220,247.5,275]
["79591","Eimeldingen",-12,9.26,190,221,245,269]
["37632","Eimen",-14,9.73,183,216,240.5,265]
["39943","Eimersleben",-14,9.3000000000000007,189,219,245,271]
["37574","Einbeck",-16,9.73,183,216,240.5,265]
["88356","Einhart",-14,9.26,190,221,245,269]
["64683","Einhausen",-12,10.86,169,197,221,245]
["66424","Einöd",-12,9.36,191,223,248.5,274]
["85254","Einsbach",-16,9.07,190,218,241.5,265]
["89079","Einsingen",-14,10.24,200,230,254,278]
["27337","Einste",-12,9.4,190,223,252,281]
["83549","Eiselfing",-16,7.01,227,260,283,306]
["99817","Eisenach",-16,7.71,213,246,270,294]
["87637","Eisenberg",-18,7.42,217,249,272.5,296]
["88260","Eisenharz",-16,9.26,190,221,245,269]
["97247","Eisenheim",-14,9.5500000000000007,186,216,240.5,265]
["15890","Eisenhüttenstadt",-16,9.1,192,221,244.5,268]
["77815","Eisental",-12,10.86,169,197,221,245]
["98673","Eisfeld",-16,7.71,213,246,270,294]
["75239","Eisingen",-14,9.26,190,221,245,269]
["86447","Eisingersdorf",-16,10.24,200,230,254,278]
["06295","Eisleben",-14,9.3699999999999992,188,218,242.5,267]
["73054","Eislingen",-16,9.26,190,221,245,269]
["56337","Eitelborn",-12,8.4700000000000006,205,240,267.5,295]
["85117","Eitensheim",-16,9.07,190,218,241.5,265]
["53783","Eitorf",-12,8.4700000000000006,205,240,267.5,295]
["85462","Eitting",-16,9.07,190,218,241.5,265]
["31035","Eitzum",-14,9.44,187,220,247.5,275]
["38170","Eitzum",-14,9.3000000000000007,189,219,245,271]
["57482","Elben",-14,8.4700000000000006,205,240,267.5,295]
["39326","Elbeu",-14,9.3000000000000007,189,219,245,271]
["04651","Elbisbach",-14,9.3699999999999992,188,218,242.5,267]
["76477","Elchesheim",-12,10.86,169,197,221,245]
["19294","Eldena",-14,8.89,197,227,255,283]
["77656","Elgersweier",-12,10.86,169,197,221,245]
["59955","Elkeringhausen",-16,8.4700000000000006,205,240,267.5,295]
["85567","Elkofen",-16,9.07,190,218,241.5,265]
["08236","Ellefeld",-16,7.71,213,246,270,294]
["73488","Ellenberg",-16,9.26,190,221,245,269]
["40625","Eller",-10,10.66,170,202,230,258]
["25479","Ellerau",-12,8.51,204,239,269.5,300]
["35110","Ellershausen",-14,9.73,183,216,240.5,265]
["86679","Ellgau",-16,10.24,200,230,254,278]
["74248","Ellhofen ",-14,9.26,190,221,245,269]
["91792","Ellingen",-16,9.2200000000000006,192,220,243.5,267]
["75210","Ellmendingen",-14,9.26,190,221,245,269]
["99755","Ellrich",-16,8.43,202,233,258.5,284]
["88430","Ellwangen",-16,9.26,190,221,245,269]
["73479","Ellwangen / Jagst",-16,9.26,190,221,245,269]
["89352","Ellzee",-16,10.24,200,230,254,278]
["18107","Elmenhorst",-10,9.0399999999999991,196,226,253.5,281]
["41372","Elmpt",-10,10.66,170,202,230,258]
["2533.","Elmshorn",-12,8.51,204,239,269.5,300]
["67471","Elmstein",-12,9.36,191,223,248.5,274]
["35041","Elnhausen",-14,9.73,183,216,240.5,265]
["97990","Elpersheim",-16,9.5500000000000007,186,216,240.5,265]
["50189","Elsdorf / Rheinl.",-12,10.66,170,202,230,258]
["33106","Elsen",-12,9.73,183,216,240.5,265]
["63820","Elsenfeld",-12,9.5500000000000007,186,216,240.5,265]
["75031","Elsenz",-14,9.26,190,221,245,269]
["26931","Elsfleth",-10,9.93,181,215,245.5,276]
["57368","Elspe",-14,8.4700000000000006,205,240,267.5,295]
["06918","Elster",-14,9.3699999999999992,188,218,242.5,267]
["04910","Elsterwerda",-16,9.3699999999999992,188,218,242.5,267]
["01920","Elstra",-16,9.2899999999999991,189,219,242.5,266]
["46446","Elten",-10,10.66,170,202,230,258]
["97483","Eltmann",-16,9.5500000000000007,186,216,240.5,265]
["37269","Eltmannshausen",-14,9.73,183,216,240.5,265]
["65346","Eltville",-12,8.4700000000000006,205,240,267.5,295]
["31311","Eltze",-14,9.44,187,220,247.5,275]
["65604","Elz (Westerwald)",-14,8.4700000000000006,205,240,267.5,295]
["79215","Elzach",-16,9.26,190,221,245,269]
["79215","Elzach-Yach",-16,9.26,190,221,245,269]
["31008","Elze",-14,9.44,187,220,247.5,275]
["74834","Elztal",-14,9.26,190,221,245,269]
["21409","Embsen",-12,9.2200000000000006,192,225,253.5,282]
["2672.","Emden",-10,9.93,181,215,245.5,276]
["88499","Emeringen",-16,9.26,190,221,245,269]
["86494","Emersacker",-16,10.24,200,230,254,278]
["72535","Emmabäuren",-18,9.26,190,221,245,269]
["56281","Emmelshausen",-14,8.4700000000000006,205,240,267.5,295]
["79312","Emmendingen",-14,10.86,169,197,221,245]
["46446","Emmerich",-10,10.7,170,202,230,258]
["31180","Emmerke",-14,9.44,187,220,247.5,275]
["31860","Emmern",-12,9.44,187,220,247.5,275]
["31860","Emmerthal",-12,9.44,187,220,247.5,275]
["69126","Emmertsgrund",-12,9.5500000000000007,186,216,240.5,265]
["72202","Emmingen",-16,9.26,190,221,245,269]
["78576","Emmingen-Liptingen",-16,9.26,190,221,245,269]
["30952","Empelde",-14,9.44,187,220,247.5,275]
["72186","Empfingen",-16,9.26,190,221,245,269]
["72186","Empfingen-Dommelsberg",-16,9.26,190,221,245,269]
["48488","Emsbüren",-10,9.44,187,220,247.5,275]
["48282","Emsdetten",-12,9.44,187,220,247.5,275]
["91448","Emskirchen",-16,9.2200000000000006,192,220,243.5,267]
["95233","Enchenreuth",-18,6.95,226,258,280.5,303]
["71384","Endersbach",-14,9.26,190,221,245,269]
["79346","Endingen",-12,10.86,169,197,221,245]
["06333","Endorf",-14,9.3699999999999992,188,218,242.5,267]
["30855","Engelbostel",-14,9.44,187,220,247.5,275]
["08606","Engelhartsgrün",-18,7.71,213,246,270,294]
["27305","Engeln",-12,9.4,190,223,252,281]
["56729","Engeln",-14,8.4700000000000006,205,240,267.5,295]
["75331","Engelsbrand",-14,9.26,190,221,245,269]
["04439","Engelsdorf",-14,9.3699999999999992,188,218,242.5,267]
["51766","Engelskirchen",-10,8.4700000000000006,205,240,267.5,295]
["55270","Engelstadt",-12,9.36,186,219,245,271]
["91238","Engelthal",-16,9.2200000000000006,192,220,243.5,267]
["65527","Engenhahn",-14,8.4700000000000006,205,240,267.5,295]
["30938","Engensen",-14,9.44,187,220,247.5,275]
["32130","Enger",-12,9.73,183,216,240.5,265]
["04618","Engertsdorf",-14,9.3699999999999992,188,218,242.5,267]
["94530","Engolling",-18,8.76,194,222,244.5,267]
["72829","Engstingen",-18,9.26,190,221,245,269]
["72339","Engstlatt",-16,9.26,190,221,245,269]
["72800","Eningen",-16,9.26,190,221,245,269]
["58256","Ennepetal",-12,8.4700000000000006,205,240,267.5,295]
["57439","Ennest",-14,8.4700000000000006,205,240,267.5,295]
["88512","Ennetach",-14,9.26,190,221,245,269]
["59320","Ennigerloh",-12,8.4700000000000006,205,240,267.5,295]
["66806","Ensdorf",-12,9.36,191,223,248.5,274]
["59469","Ense",-12,8.4700000000000006,205,240,267.5,295]
["55232","Ensheim",-12,9.36,186,219,245,271]
["71665","Ensingen",-14,9.26,190,221,245,269]
["72119","Entringen",-16,9.26,190,221,245,269]
["75417","Enzberg",-14,9.26,190,221,245,269]
["75337","Enzklösterle",-16,9.26,190,221,245,269]
["71665","Enzweihingen",-14,9.26,190,221,245,269]
["86920","Epfach",-16,7.42,217,249,272.5,296]
["74925","Epfenbach",-12,9.26,190,221,245,269]
["78736","Epfendorf",-16,9.26,190,221,245,269]
["66571","Eppelborn",-12,9.36,191,223,248.5,274]
["69214","Eppelheim",-12,9.5500000000000007,186,216,240.5,265]
["66957","Eppenbrunn",-12,9.36,191,223,248.5,274]
["09575","Eppendorf",-16,7.71,213,246,270,294]
["94536","Eppenschlag",-18,8.76,194,222,244.5,267]
["75031","Eppingen",-14,9.26,190,221,245,269]
["65817","Eppstein",-14,8.4700000000000006,205,240,267.5,295]
["89155","Erbach",-14,10.24,200,230,254,278]
["65346","Erbach",-12,8.4700000000000006,205,240,267.5,295]
["64711","Erbach",-14,9.5500000000000007,186,216,240.5,265]
["65205","Erbenheim",-12,8.4700000000000006,205,240,267.5,295]
["21365","Erbstorf",-12,9.2200000000000006,192,225,253.5,282]
["32689","Erder",-12,9.73,183,216,240.5,265]
["85435","Erding",-16,9.07,190,218,241.5,265]
["71729","Erdmannhausen",-12,9.26,190,221,245,269]
["09573","Erdmannsdorf",-14,7.71,213,246,270,294]
["85253","Erdweg",-16,9.07,190,218,241.5,265]
["86922","Eresing",-16,7.42,217,249,272.5,296]
["50374","Erftstadt",-12,10.66,170,202,230,258]
["990..","Erfurt",-14,8.43,202,233,258.5,284]
["66996","Erfweiler",-12,9.36,191,223,248.5,274]
["72108","Ergenzingen",-16,9.26,190,221,245,269]
["84030","Ergolding",-16,8.76,194,222,244.5,267]
["84061","Ergoldsbach",-18,8.76,194,222,244.5,267]
["58239","Ergste",-12,8.4700000000000006,205,240,267.5,295]
["88097","Eriskirch",-12,9.7100000000000009,186,214,237.5,261]
["41812","Erkelenz",-10,10.66,170,202,230,258]
["33034","Erkeln",-14,9.73,183,216,240.5,265]
["73268","Erkenbrechtsweiler",-16,9.26,190,221,245,269]
["15537","Erkner",-14,9.1,192,221,244.5,268]
["40699","Erkrath",-10,10.66,170,202,230,258]
["97250","Erlabrunn",-14,9.5500000000000007,186,216,240.5,265]
["77871","Erlach",-12,10.86,169,197,221,245]
["9105.","Erlangen",-16,9.2200000000000006,192,220,243.5,267]
["09326","Erlbach",-14,8.43,202,233,258.5,284]
["08265","Erlbach",-18,7.71,213,246,270,294]
["46348","Erle",-10,10.66,170,202,230,258]
["74235","Erlenbach",-12,9.26,190,221,245,269]
["97837","Erlenbach b.Marktheidenfeld",-12,9.5500000000000007,186,216,240.5,265]
["88416","Erlenmoos",-16,9.26,190,221,245,269]
["63526","Erlensee",-12,9.5500000000000007,186,216,240.5,265]
["74391","Erligheim",-12,9.26,190,221,245,269]
["86405","Erlingen",-16,10.24,200,230,254,278]
["87487","Ermengerst",-16,7.42,217,249,272.5,296]
["89081","Ermingen",-14,10.24,200,230,254,278]
["06463","Ermsleben",-14,9.3699999999999992,188,218,242.5,267]
["85119","Ernsgaden",-18,9.07,190,218,241.5,265]
["35099","Ernsthausen",-14,9.73,183,216,240.5,265]
["75365","Ernstmühl",-14,9.26,190,221,245,269]
["88453","Erolzheim",-16,9.26,190,221,245,269]
["72820","Erpfingen",-18,9.26,190,221,245,269]
["67167","Erpolzheim",-12,9.36,191,223,248.5,274]
["89155","Ersingen",-14,10.24,200,230,254,278]
["75236","Ersingen",-14,9.26,190,221,245,269]
["88521","Ertingen",-14,9.26,190,221,245,269]
["59597","Erwitte",-12,8.4700000000000006,205,240,267.5,295]
["33039","Erwitzen",-14,9.73,183,216,240.5,265]
["39343","Erxleben",-14,9.3000000000000007,189,219,245,271]
["72297","Erzgrube",-16,9.26,190,221,245,269]
["72336","Erzingen",-18,9.26,190,221,245,269]
["54585","Esch",-14,9.36,186,219,245,271]
["73569","Eschach",-16,9.26,190,221,245,269]
["61250","Eschbach",-14,9.73,183,216,240.5,265]
["79427","Eschbach",-12,10.86,169,197,221,245]
["65760","Eschborn",-12,8.4700000000000006,205,240,267.5,295]
["78664","Eschbronn",-16,9.26,190,221,245,269]
["85283","Eschelbach",-18,9.07,190,218,241.5,265]
["90542","Eschenau",-16,9.2200000000000006,192,220,243.5,267]
["92676","Eschenbach",-16,9.2200000000000006,192,220,243.5,267]
["73107","Eschenbach",-16,9.26,190,221,245,269]
["97483","Eschenbach",-16,9.5500000000000007,186,216,240.5,265]
["99869","Eschenberg",-14,8.43,202,233,258.5,284]
["35713","Eschenburg",-14,9.73,183,216,240.5,265]
["92295","Eschenfelden",-16,9.2200000000000006,192,220,243.5,267]
["63679","Eschenrod",-14,9.5500000000000007,186,216,240.5,265]
["37632","Eschershausen",-14,9.73,183,216,240.5,265]
["93458","Eschlkam",-18,8.76,194,222,244.5,267]
["53840","Eschmar",-12,8.4700000000000006,205,240,267.5,295]
["37269","Eschwege",-14,9.73,183,216,240.5,265]
["52249","Eschweiler / Rheinl.",-12,10.24,176,211,239.5,268]
["88271","Esenhausen",-14,9.26,190,221,245,269]
["53804","Esinghausen",-12,8.4700000000000006,205,240,267.5,295]
["59889","Eslohe",-14,8.4700000000000006,205,240,267.5,295]
["32339","Espelkamp",-12,9.73,183,216,240.5,265]
["65391","Espenschied",-14,8.4700000000000006,205,240,267.5,295]
["24887","Esperstoft",-12,8.51,204,239,269.5,300]
["97839","Esselbach",-14,9.5500000000000007,186,216,240.5,265]
["49632","Essen",-12,9.44,187,220,247.5,275]
["45...","Essen - Burgaltenburg",-12,10.7,170,202,230,258]
["45239","Essen - Fischlaken",-10,10.7,170,202,230,258]
["45239","Essen - Heidhausen",-10,10.7,170,202,230,258]
["45259","Essen - Heisingen",-10,10.7,170,202,230,258]
["45219","Essen - Kettwig",-10,10.7,170,202,230,258]
["45359","Essen - Schönebeck",-10,10.7,170,202,230,258]
["45141","Essen - Stoppenberg",-10,10.7,170,202,230,258]
["45277","Essen - Überruhr-Hinsel",-10,10.7,170,202,230,258]
["45277","Essen - Überruhr-Holthausen",-10,10.7,170,202,230,258]
["45239","Essen - Werden",-10,10.7,170,202,230,258]
["84051","Essenbach",-16,8.76,194,222,244.5,267]
["55270","Essenheim",-12,9.36,186,219,245,271]
["73457","Essingen",-16,9.26,190,221,245,269]
["97440","Eßleben",-14,9.5500000000000007,186,216,240.5,265]
["78532","Eßlingen",-16,9.26,190,221,245,269]
["737..","Esslingen am Neckar",-14,9.26,190,221,245,269]
["97230","Estenfeld",-14,9.5500000000000007,186,216,240.5,265]
["26897","Esterwegen",-12,9.93,181,215,245.5,276]
["31629","Estorf",-12,9.44,187,220,247.5,275]
["27299","Etelsen",-12,9.4,190,223,252,281]
["66871","Etschberg",-12,9.36,191,223,248.5,274]
["33178","Etteln",-14,9.73,183,216,240.5,265]
["89358","Ettenbeuren",-16,10.24,200,230,254,278]
["77955","Ettenheim",-12,10.86,169,197,221,245]
["77955","Ettenheimmünster",-14,10.86,169,197,221,245]
["88048","Ettenkirch",-14,9.7100000000000009,186,214,237.5,261]
["82237","Etterschlag",-16,7.42,217,249,272.5,296]
["86641","Etting",-16,10.24,200,230,254,278]
["76275","Ettlingen",-12,10.86,169,197,221,245]
["76275","Ettlingenweier",-12,10.86,169,197,221,245]
["72226","Ettmannsweiler",-16,9.26,190,221,245,269]
["26446","Etzel",-10,9.93,181,215,245.5,276]
["92268","Etzelwang",-16,9.2200000000000006,192,220,243.5,267]
["76337","Etzenrot",-14,9.26,190,221,245,269]
["09128","Euba",-14,8.43,202,233,258.5,284]
["74744","Eubigheim",-16,9.26,190,221,245,269]
["53879","Euenheim",-14,8.4700000000000006,205,240,267.5,295]
["04651","Eulatal",-14,9.3699999999999992,188,218,242.5,267]
["01623","Eulitz",-14,9.2899999999999991,189,219,242.5,266]
["03149","Eulo",-16,9.1,192,221,244.5,268]
["82547","Eurasburg",-18,7.42,217,249,272.5,296]
["538..","Euskirchen",-12,8.4700000000000006,205,240,267.5,295]
["97776","Eussenheim",-16,9.5500000000000007,186,216,240.5,265]
["23701","Eutin",-10,8.89,197,227,255,283]
["72184","Eutingen",-16,9.26,190,221,245,269]
["29379","Eutzen",-14,9.44,187,220,247.5,275]
["83552","Evenhausen",-16,7.01,227,260,283,306]
["31085","Everode",-16,9.44,187,220,247.5,275]
["29303","Eversen",-14,9.44,187,220,247.5,275]
["18055","Evershagen",-10,9.0399999999999991,196,226,253.5,281]
["48351","Everswinkel",-12,9.44,187,220,247.5,275]
["32699","Extertal",-14,9.73,183,216,240.5,265]
["72184","Eyach",-16,9.26,190,221,245,269]
["73312","Eybach",-16,9.26,190,221,245,269]
["21376","Eyendorf",-14,9.2200000000000006,192,225,253.5,282]
["56133","Fachbach",-12,8.4700000000000006,205,240,267.5,295]
["73434","Fachsenfeld",-16,9.26,190,221,245,269]
["23999","Fährdorf",-10,8.89,197,227,255,283]
["74864","Fahrenbach",-14,9.26,190,221,245,269]
["14476","Fahrland",-14,9.1999999999999993,190,220,244,268]
["79868","Falkau",-18,9.26,190,221,245,269]
["34590","Falkenberg",-14,9.73,183,216,240.5,265]
["04880","Falkenberg",-16,9.3699999999999992,188,218,242.5,267]
["04895","Falkenberg",-16,9.3699999999999992,188,218,242.5,267]
["39615","Falkenberg",-14,9.3000000000000007,189,219,245,271]
["84326","Falkenberg",-16,8.76,194,222,244.5,267]
["01776","Falkenhain",-16,9.2899999999999991,189,219,242.5,266]
["14612","Falkensee",-14,9.1999999999999993,190,220,244,268]
["93167","Falkenstein/Oberpf.",-18,8.76,194,222,244.5,267]
["29683","Fallingbostel",-12,9.44,187,220,247.5,275]
["29328","Faßberg",-14,9.44,187,220,247.5,275]
["73035","Faurndau",-16,9.26,190,221,245,269]
["77855","Fautenbach",-12,10.86,169,197,221,245]
["78628","Feckenheim",-18,9.26,190,221,245,269]
["64625","Fehlheim",-12,9.5500000000000007,186,216,240.5,265]
["49733","Fehndorf",-10,9.44,187,220,247.5,275]
["03096","Fehrow",-16,9.1,192,221,244.5,268]
["36325","Feldatal",-14,9.73,183,216,240.5,265]
["17258","Feldberg",-14,8.7200000000000006,197,227,255,283]
["79868","Feldberg / Schwarzwald",-18,9.26,190,221,245,269]
["61389","Feldberg/Taunus",-16,9.73,183,216,240.5,265]
["46244","Feldhausen",-10,10.66,170,202,230,258]
["72501","Feldhausen",-16,9.26,190,221,245,269]
["79258","Feldkirch",-12,10.86,169,197,221,245]
["85622","Feldkirchen",-16,9.07,190,218,241.5,265]
["83620","Feldkirchen-Westerham",-18,7.01,227,260,283,306]
["46483","Feldmark",-18,10.66,170,202,230,258]
["80995","Feldmoching",-16,9.07,190,218,241.5,265]
["75334","Feldrennach",-14,9.26,190,221,245,269]
["7073.","Fellbach / Württ.",-12,9.26,190,221,245,269]
["72181","Felldorf",-16,9.26,190,221,245,269]
["87748","Fellheim",-16,10.24,200,230,254,278]
["34587","Felsberg",-14,9.73,183,216,240.5,265]
["92269","Fensterbach",-16,9.2200000000000006,192,220,243.5,267]
["53577","Fernthal",-14,8.4700000000000006,205,240,267.5,295]
["77654","Fessenbach",-12,10.86,169,197,221,245]
["90537","Feucht",-16,9.2200000000000006,192,220,243.5,267]
["79400","Feuerbach",-14,10.86,169,197,221,245]
["70...","Feuerbach",-12,9.26,190,221,245,269]
["54584","Feusdorf",-14,9.36,186,219,245,271]
["95686","Fichtelberg / Oberfr.",-16,6.95,226,258,280.5,303]
["74579","Fichtenau",-16,9.26,190,221,245,269]
["04931","Fichtenberg",-16,9.3699999999999992,188,218,242.5,267]
["74427","Fichtenberg",-16,9.26,190,221,245,269]
["14547","Fichtenwalde",-14,9.1999999999999993,190,220,244,268]
["94405","Fichtheim",-18,8.76,194,222,244.5,267]
["70794","Filderstadt",-14,9.26,190,221,245,269]
["89281","Filzingen",-16,10.24,200,230,254,278]
["64757","Finkenbach",-14,9.5500000000000007,186,216,240.5,265]
["21129","Finkenwerder/Hamburg",-12,9.2200000000000006,192,225,253.5,282]
["57413","Finnentrop",-14,8.4700000000000006,205,240,267.5,295]
["86923","Finning",-16,7.42,217,249,272.5,296]
["89435","Finningen",-16,10.24,200,230,254,278]
["89233","Finningen ( Neu Ulm )",-14,10.24,200,230,254,278]
["16244","Finowfurt",-14,9.14,194,221,246.5,272]
["85464","Finsing",-16,9.07,190,218,241.5,265]
["03238","Finsterwalde",-16,9.1,192,221,244.5,268]
["65779","Fischbach",-14,8.4700000000000006,205,240,267.5,295]
["83730","Fischbachau",-18,7.01,227,260,283,306]
["64405","Fischbachtal",-14,9.5500000000000007,186,216,240.5,265]
["31840","Fischbeck",-14,9.44,187,220,247.5,275]
["47807","Fischeln",-10,10.66,170,202,230,258]
["50354","Fischenich",-12,10.66,170,202,230,258]
["77716","Fischerbach",-14,9.26,190,221,245,269]
["72172","Fischingen",-16,9.26,190,221,245,269]
["79592","Fischingen",-12,9.26,190,221,245,269]
["91604","Flachslanden",-16,9.2200000000000006,192,220,243.5,267]
["53879","Flamersheim",-14,8.4700000000000006,205,240,267.5,295]
["75038","Flehingen",-14,9.26,190,221,245,269]
["74223","Flein",-12,9.26,190,221,245,269]
["88373","Fleischwangen",-14,9.26,190,221,245,269]
["16306","Flemsdorf",-16,9.14,194,221,246.5,272]
["249..","Flensburg",-10,8.51,204,239,269.5,300]
["38539","Flettmar",-14,9.3000000000000007,189,219,245,271]
["36103","Flieden",-14,9.73,183,216,240.5,265]
["24220","Flintbek",-10,8.51,204,239,269.5,300]
["83126","Flintsbach",-18,7.01,227,260,283,306]
["98593","Floh",-16,7.71,213,246,270,294]
["09557","Flöha",-14,8.43,202,233,258.5,284]
["98593","Floh-Seligenthal",-16,7.71,213,246,270,294]
["61197","Florstadt",-12,9.73,183,216,240.5,265]
["04651","Flößberg",-14,9.3699999999999992,188,218,242.5,267]
["92696","Flossenbürg",-18,6.95,226,258,280.5,303]
["52499","Floverich",-12,10.24,176,211,239.5,268]
["78658","Flözlingen",-16,9.26,190,221,245,269]
["24787","Fockbek",-12,8.51,204,239,269.5,300]
["37603","Fohlenplacken",-14,9.73,183,216,240.5,265]
["31061","Föhrste",-16,9.44,187,220,247.5,275]
["68200","Folgensbourg / Frankreich",-12,10.86,169,197,221,245]
["76596","Forbach",-16,10.86,169,197,221,245]
["79362","Forchheim / Breisgau",-12,10.86,169,197,221,245]
["09509","Forchheim / Erzgebirge",-16,7.71,213,246,270,294]
["91301","Forchheim / Oberfr.",-16,9.2200000000000006,192,220,243.5,267]
["71540","Fornsbach",-16,9.26,190,221,245,269]
["76694","Forst",-12,10.86,169,197,221,245]
["03149","Forst/Lausitz",-16,9.1,192,221,244.5,268]
["81476","Forstenried",-16,9.07,190,218,241.5,265]
["85659","Forstern",-16,9.07,190,218,241.5,265]
["04668","Förstgen",-14,9.3699999999999992,188,218,242.5,267]
["94550","Forsthart",-18,8.76,194,222,244.5,267]
["85661","Forstinning",-16,9.07,190,218,241.5,265]
["90542","Forth",-16,9.2200000000000006,192,220,243.5,267]
["17091","Fouquettin",-14,8.7200000000000006,197,227,255,283]
["97833","Frammersbach",-14,9.5500000000000007,186,216,240.5,265]
["35110","Frankenau",-14,9.73,183,216,240.5,265]
["09669","Frankenberg",-16,8.43,202,233,258.5,284]
["35066","Frankenberg",-14,9.73,183,216,240.5,265]
["93179","Frankenberg",-18,8.76,194,222,244.5,267]
["99441","Frankendorf",-14,8.43,202,233,258.5,284]
["15926","Frankendorf",-16,9.1,192,221,244.5,268]
["04430","Frankenheim",-14,9.3699999999999992,188,218,242.5,267]
["98634","Frankenheim",-16,7.71,213,246,270,294]
["89584","Frankenhofen",-16,10.24,200,230,254,278]
["92726","Frankenreuth",-18,6.95,226,258,280.5,303]
["67227","Frankenthal / Pfalz",-12,9.36,191,223,248.5,274]
["1523.","Frankfurt / Oder",-16,9.1,192,221,244.5,268]
["65934","Frankfurt-Nied",-12,10.37,176,205,228.5,252]
["94258","Frauenau",-18,8.76,194,222,244.5,267]
["91056","Frauenaurach",-16,9.2200000000000006,192,220,243.5,267]
["93339","Frauenberghausen",-16,8.76,194,222,244.5,267]
["04643","Frauendorf",-14,9.3699999999999992,188,218,242.5,267]
["01609","Frauenhain",-16,9.2899999999999991,189,219,242.5,266]
["83553","Frauenneuharting",-16,7.01,227,260,283,306]
["09623","Frauenstein",-16,7.71,213,246,270,294]
["98711","Frauenwald",-16,7.71,213,246,270,294]
["08427","Fraureuth",-16,8.43,202,233,258.5,284]
["50226","Frechen",-10,10.66,170,202,230,258]
["39317","Frechland",-14,9.3000000000000007,189,219,245,271]
["48231","Freckenhorst",-12,9.44,187,220,247.5,275]
["31084","Freden",-16,9.44,187,220,247.5,275]
["15370","Fredersdorf b.Berlin",-14,9.1,192,221,244.5,268]
["17440","Freest",-12,8.7200000000000006,197,227,255,283]
["79348","Freiamt",-14,9.26,190,221,245,269]
["09599","Freiberg",-16,8.43,202,233,258.5,284]
["71691","Freiberg",-12,9.26,190,221,245,269]
["79...","Freiburg i. Br.",-12,10.86,169,197,221,245]
["16515","Freienhagen",-14,9.14,194,221,246.5,272]
["59872","Freienohl",-14,8.4700000000000006,205,240,267.5,295]
["35321","Freienseen",-14,9.73,183,216,240.5,265]
["36399","Freiensteinau",-14,9.73,183,216,240.5,265]
["24991","Freienwill",-10,8.51,204,239,269.5,300]
["63579","Freigericht",-12,9.5500000000000007,186,216,240.5,265]
["55234","Freimersheim",-12,9.36,186,219,245,271]
["66629","Freisen",-14,9.36,191,223,248.5,274]
["53505","Freisheim",-14,8.4700000000000006,205,240,267.5,295]
["8535.","Freising",-16,9.07,190,218,241.5,265]
["27259","Freistatt",-12,9.4,190,223,252,281]
["77866","Freistett",-12,10.86,169,197,221,245]
["01705","Freital",-14,9.2899999999999991,189,219,242.5,266]
["45127","Freital",-14,10.66,170,202,230,258]
["15910","Freiwalde",-16,9.1,192,221,244.5,268]
["04685","Fremdiswalde",-14,9.3699999999999992,188,218,242.5,267]
["96158","Frensdorf",-16,9.0299999999999994,194,223,247,271]
["57413","Fretter",-14,8.4700000000000006,205,240,267.5,295]
["57258","Freudenberg",-12,8.4700000000000006,205,240,267.5,295]
["92272","Freudenberg",-16,9.2200000000000006,192,220,243.5,267]
["97896","Freudenberg",-14,9.5500000000000007,186,216,240.5,265]
["72250","Freudenstadt",-16,9.26,190,221,245,269]
["75438","Freudenstein",-14,9.26,190,221,245,269]
["74392","Freudental",-12,9.26,190,221,245,269]
["72419","Freudenweiler",-18,9.26,190,221,245,269]
["92342","Freystadt",-16,9.2200000000000006,192,220,243.5,267]
["94078","Freyung",-18,8.76,194,222,244.5,267]
["72636","Frickenhausen",-16,9.26,190,221,245,269]
["97252","Frickenhausen",-14,9.5500000000000007,186,216,240.5,265]
["88699","Frickingen",-14,9.26,190,221,245,269]
["78567","Fridingen",-16,9.26,190,221,245,269]
["78567","Fridingen an der Donau",-16,9.26,190,221,245,269]
["86316","Friedberg",-16,10.24,200,230,254,278]
["61169","Friedberg",-12,9.73,183,216,240.5,265]
["95688","Friedenfels",-18,6.95,226,258,280.5,303]
["79877","Friedenweiler",-18,9.26,190,221,245,269]
["24327","Friederikental",-10,8.51,204,239,269.5,300]
["02829","Friedersdorf",-16,8.68,197,227,251,275]
["15306","Friedersdorf",-14,9.1,192,221,244.5,268]
["15754","Friedersdorf",-14,9.1,192,221,244.5,268]
["32469","Friedewalde",-12,9.73,183,216,240.5,265]
["78224","Friedingen",-14,9.7100000000000009,186,214,237.5,261]
["37133","Friedland",-16,9.73,183,216,240.5,265]
["17098","Friedland",-14,8.7200000000000006,197,227,255,283]
["15848","Friedland",-16,9.1,192,221,244.5,268]
["06507","Friedrichsbrunn",-16,9.3699999999999992,188,218,242.5,267]
["08149","Friedrichsgrün",-14,8.43,202,233,258.5,284]
["8804.","Friedrichshafen",-12,9.7100000000000009,186,214,237.5,261]
["15754","Friedrichshof",-14,9.1,192,221,244.5,268]
["85049","Friedrichshofen",-16,9.07,190,218,241.5,265]
["74639","Friedrichsruhe",-14,9.26,190,221,245,269]
["56112","Friedrichssegen",-12,8.4700000000000006,205,240,267.5,295]
["16306","Friedrichsthal",-14,9.14,194,221,246.5,272]
["16247","Friedrichswalde",-14,9.14,194,221,246.5,272]
["30826","Frielingen (Garbsen 8)",-14,9.44,187,220,247.5,275]
["51789","Frielingsdorf",-12,8.4700000000000006,205,240,267.5,295]
["96317","Friesen",-16,9.0299999999999994,194,223,247,271]
["51598","Friesenhagen",-12,8.4700000000000006,205,240,267.5,295]
["77948","Friesenheim",-12,10.86,169,197,221,245]
["93092","Friesheim",-18,8.76,194,222,244.5,267]
["26169","Friesoythe",-12,9.93,181,215,245.5,276]
["71292","Friolzheim",-16,9.26,190,221,245,269]
["78665","Frittlingen",-18,9.26,190,221,245,269]
["53343","Fritzdorf",-14,8.4700000000000006,205,240,267.5,295]
["90542","Frohnhof",-16,9.2200000000000006,192,220,243.5,267]
["92256","Frohnhof",-16,9.2200000000000006,192,220,243.5,267]
["72510","Frohnstetten",-16,9.26,190,221,245,269]
["58730","Fröndenberg",-12,8.4700000000000006,205,240,267.5,295]
["86657","Fronhofen",-16,10.24,200,230,254,278]
["88273","Fronhofen",-14,9.26,190,221,245,269]
["88273","Fronreute",-14,9.26,190,221,245,269]
["84160","Frontenhausen",-16,8.76,194,222,244.5,267]
["06464","Frose",-14,9.3699999999999992,188,218,242.5,267]
["85646","Frotzhofen",-16,9.07,190,218,241.5,265]
["86925","Fuchstal-Leeder",-16,7.42,217,249,272.5,296]
["50769","Fühlingen",-10,10.66,170,202,230,258]
["30938","Fuhrberg",-12,9.44,187,220,247.5,275]
["360..","Fulda",-14,9.73,183,216,240.5,265]
["34277","Fuldabrück",-14,9.73,183,216,240.5,265]
["88348","Fulgenstadt",-14,9.26,190,221,245,269]
["38304","Fümmelse",-14,9.3000000000000007,189,219,245,271]
["88436","Füramoos",-16,9.26,190,221,245,269]
["74906","Fürfeld",-14,9.26,190,221,245,269]
["55546","Fürfeld",-12,9.36,186,219,245,271]
["92262","Fürnried",-16,9.2200000000000006,192,220,243.5,267]
["37671","Fürstenau",-14,9.73,183,216,240.5,265]
["49584","Fürstenau",-12,9.44,187,220,247.5,275]
["33181","Fürstenberg",-14,9.73,183,216,240.5,265]
["37699","Fürstenberg",-14,9.73,183,216,240.5,265]
["16798","Fürstenberg Havel",-14,9.14,194,221,246.5,272]
["82256","Fürstenfeldbruck",-16,7.42,217,249,272.5,296]
["17235","Fürstensee",-14,8.7200000000000006,197,227,255,283]
["94538","Fürstenstein",-18,8.76,194,222,244.5,267]
["15517","Fürstenwalde / Spree",-14,9.1,192,221,244.5,268]
["17291","Fürstenwerder",-14,8.7200000000000006,197,227,255,283]
["94081","Fürstenzell",-16,8.76,194,222,244.5,267]
["03246","Fürstlich Drehna",-16,9.1,192,221,244.5,268]
["84095","Furth",-16,8.76,194,222,244.5,267]
["9076.","Fürth / Bay.",-16,9.2200000000000006,192,220,243.5,267]
["93437","Furth im Wald",-18,8.76,194,222,244.5,267]
["77723","Fußbach",-14,10.86,169,197,221,245]
["53909","Füssenich",-14,8.4700000000000006,205,240,267.5,295]
["67136","Fussgönheim",-12,9.36,191,223,248.5,274]
["24327","Futterkamp",-10,8.51,204,239,269.5,300]
["02953","Gablenz",-16,8.68,197,227,251,275]
["86456","Gablingen",-16,10.24,200,230,254,278]
["55288","Gabsheim",-12,9.36,186,219,245,271]
["82813","Gächingen",-18,7.42,217,249,272.5,296]
["56412","Gackenbach",-12,8.4700000000000006,205,240,267.5,295]
["19089","Gädebehn",-12,8.89,197,227,255,283]
["19205","Gadebusch",-12,8.89,197,227,255,283]
["31246","Gadenstedt",-14,9.44,187,220,247.5,275]
["64686","Gadernheim",-14,9.5500000000000007,186,216,240.5,265]
["04720","Gadewitz",-14,9.3699999999999992,188,218,242.5,267]
["23968","Gägelow",-10,8.89,197,227,255,283]
["76571","Gaggenau",-14,10.86,169,197,221,245]
["74592","Gaggstatt",-16,9.26,190,221,245,269]
["09569","Gahlenz",-16,8.43,202,233,258.5,284]
["04618","Gähsnitz",-14,9.3699999999999992,188,218,242.5,267]
["69251","Gaiberg",-12,9.5500000000000007,186,216,240.5,265]
["78343","Gaienhofen",-12,9.7100000000000009,186,214,237.5,261]
["63743","Gailbach (Aschaffenburg)",-12,9.5500000000000007,186,216,240.5,265]
["74405","Gaildorf",-16,9.26,190,221,245,269]
["74523","Gailenkirchen",-16,9.26,190,221,245,269]
["30891","Gailhof",-14,9.44,187,220,247.5,275]
["78262","Gailingen",-12,9.7100000000000009,186,214,237.5,261]
["85080","Gaimersheim",-16,9.07,190,218,241.5,265]
["74653","Gaisbach",-12,9.26,190,221,245,269]
["88339","Gaisbeuren",-16,9.26,190,221,245,269]
["83674","Gaißach",-18,7.01,227,260,283,306]
["92539","Gaisthal",-18,6.95,226,258,280.5,303]
["79423","Gallenweiler",-14,10.86,169,197,221,245]
["03058","Gallinchen (Cottbus)",-16,9.1,192,221,244.5,268]
["04720","Gallschütz",-14,9.3699999999999992,188,218,242.5,267]
["19230","Gammelin",-12,8.89,197,227,255,283]
["85408","Gammelsdorf",-16,9.07,190,218,241.5,265]
["73108","Gammelshausen",-16,9.26,190,221,245,269]
["72501","Gammertingen",-16,9.26,190,221,245,269]
["74572","Gammesfeld",-16,9.26,190,221,245,269]
["77855","Gamshurst",-12,10.86,169,197,221,245]
["99192","Gamstädt",-14,8.43,202,233,258.5,284]
["19309","Gandow",-14,8.89,197,227,255,283]
["52538","Gangelt",-10,10.24,176,211,239.5,268]
["84140","Gangkofen",-16,8.76,194,222,244.5,267]
["18276","Ganschow",-12,9.0399999999999991,196,226,253.5,281]
["19205","Ganzow",-12,8.89,197,227,255,283]
["30826","Garbsen",-14,9.44,187,220,247.5,275]
["04618","Garbus",-14,9.3699999999999992,188,218,242.5,267]
["84518","Garching",-16,8.76,194,222,244.5,267]
["39638","Gardelegen",-14,9.3000000000000007,189,219,245,271]
["27711","Garlstedt",-12,9.4,190,223,252,281]
["92245","Gärmersdorf",-16,9.2200000000000006,192,220,243.5,267]
["82467","Garmisch-Partenkirchen",-18,7.42,217,249,272.5,296]
["06571","Garnbach",-14,9.3699999999999992,188,218,242.5,267]
["09238","Garnsdorf",-14,8.43,202,233,258.5,284]
["49681","Garrel",-12,9.44,187,220,247.5,275]
["71116","Gärtringen",-16,9.26,190,221,245,269]
["16307","Gartz",-14,9.14,194,221,246.5,272]
["06466","Gatersleben",-14,9.3699999999999992,188,218,242.5,267]
["14089","Gatow",-14,9.1999999999999993,190,220,244,268]
["95185","Gattendorf",-18,6.95,226,258,280.5,303]
["55435","Gau-Algesheim",-12,9.36,186,219,245,271]
["69181","Gauangelloch",-12,9.5500000000000007,186,216,240.5,265]
["55599","Gau-Bickelheim",-12,9.36,186,219,245,271]
["55296","Gau-Bischofsheim",-12,9.36,186,219,245,271]
["04769","Gaudlitz",-14,9.3699999999999992,188,218,242.5,267]
["71126","Gäufelden",-16,9.26,190,221,245,269]
["97285","Gaukönigshofen",-14,9.5500000000000007,186,216,240.5,265]
["72393","Gauselfingen",-18,9.26,190,221,245,269]
["82131","Gauting",-16,7.42,217,249,272.5,296]
["86444","Gebenhofen",-16,10.24,200,230,254,278]
["71229","Gebersheim",-14,9.26,190,221,245,269]
["99189","Gebesee",-14,8.43,202,233,258.5,284]
["88299","Gebrazhofen",-16,9.26,190,221,245,269]
["91607","Gebsattel",-16,9.2200000000000006,192,220,243.5,267]
["75391","Gechingen",-16,9.26,190,221,245,269]
["21502","Geesthacht",-12,9.2200000000000006,192,225,253.5,282]
["17375","Gegensee",-12,8.7200000000000006,197,227,255,283]
["32312","Gehlenbeck",-12,9.73,183,216,240.5,265]
["26169","Gehlenberg",-12,9.93,181,215,245.5,276]
["49596","Gehrde",-12,9.44,187,220,247.5,275]
["33034","Gehrden",-14,9.73,183,216,240.5,265]
["30989","Gehrden",-14,9.44,187,220,247.5,275]
["98708","Gehren",-16,7.71,213,246,270,294]
["73642","Gehren",-16,9.26,190,221,245,269]
["53909","Geich",-14,8.4700000000000006,205,240,267.5,295]
["52511","Geilenkirchen",-12,10.24,176,211,239.5,268]
["56379","Geilnau",-12,8.4700000000000006,205,240,267.5,295]
["08538","Geilsdorf",-18,7.71,213,246,270,294]
["36419","Geisa",-16,9.73,183,216,240.5,265]
["58239","Geisecke",-12,8.4700000000000006,205,240,267.5,295]
["82140","Geiselbullach",-16,7.42,217,249,272.5,296]
["84144","Geisenhausen",-16,8.76,194,222,244.5,267]
["65366","Geisenheim",-12,8.4700000000000006,205,240,267.5,295]
["01778","Geising",-16,9.2899999999999991,189,219,242.5,266]
["78187","Geisingen",-16,9.26,190,221,245,269]
["72351","Geislingen",-16,9.26,190,221,245,269]
["73312","Geislingen / Steige",-16,9.26,190,221,245,269]
["04643","Geithain",-14,9.3699999999999992,188,218,242.5,267]
["18182","Gelbensande",-10,9.0399999999999991,196,226,253.5,281]
["97255","Gelchsheim",-16,9.5500000000000007,186,216,240.5,265]
["47608","Geldern",-10,10.66,170,202,230,258]
["97505","Geldersheim",-16,9.5500000000000007,186,216,240.5,265]
["63571","Gelnhausen",-12,9.5500000000000007,186,216,240.5,265]
["63571","Gelnhausen-Hailer",-14,9.5500000000000007,186,216,240.5,265]
["458..","Gelsenkirchen",-10,10.7,170,202,230,258]
["45889","Gelsenkirchen-Bismarck",-10,10.7,170,202,230,258]
["45857","Gelsenkirchen-Buer",-10,10.7,170,202,230,258]
["45883","Gelsenkirchen-Heßler",-10,10.7,170,202,230,258]
["45881","Gelsenkirchen-Schalke-Nord",-10,10.7,170,202,230,258]
["45897","Gelsenkirchen-Scheffrath",-10,10.7,170,202,230,258]
["82269","Geltendorf",-16,7.42,217,249,272.5,296]
["01877","Gemitz - Thumitz",-16,9.2899999999999991,189,219,242.5,266]
["75050","Gemmingen",-14,9.26,190,221,245,269]
["74376","Gemmrigheim",-12,9.26,190,221,245,269]
["74376","Gemmringheim",-12,9.26,190,221,245,269]
["35329","Gemünden",-14,9.73,183,216,240.5,265]
["55490","Gemünden",-14,9.36,186,219,245,271]
["97737","Gemünden a. Main",-14,9.5500000000000007,186,216,240.5,265]
["86682","Genderkingen",-16,10.24,200,230,254,278]
["77723","Gengenbach",-12,10.86,169,197,221,245]
["72820","Genkingen",-18,9.26,190,221,245,269]
["86853","Gennach",-16,7.42,217,249,272.5,296]
["55457","Gensingen",-12,9.36,186,219,245,271]
["39307","Genthin",-14,9.3000000000000007,189,219,245,271]
["65388","Georgenborn",-14,8.4700000000000006,205,240,267.5,295]
["91166","Georgensgmünd",-16,9.2200000000000006,192,220,243.5,267]
["075..","Gera",-14,8.43,202,233,258.5,284]
["98716","Geraberg",-16,7.71,213,246,270,294]
["74582","Gerabronn",-16,9.26,190,221,245,269]
["37318","Gerbershausen",-16,9.73,183,216,240.5,265]
["41812","Gerderath",-10,10.66,170,202,230,258]
["86947","Geretshausen",-16,7.42,217,249,272.5,296]
["82538","Geretsried",-16,7.42,217,249,272.5,296]
["04827","Gerichshain",-14,9.3699999999999992,188,218,242.5,267]
["97950","Gerichsheim",-14,9.5500000000000007,186,216,240.5,265]
["74736","Gerichtstetten",-16,9.26,190,221,245,269]
["56751","Gering",-14,8.4700000000000006,205,240,267.5,295]
["09326","Geringswalde",-14,8.43,202,233,258.5,284]
["97922","Gerlachsheim (Lauda-Königshofen, Baden )",-14,9.5500000000000007,186,216,240.5,265]
["89223","Gerlenhofen",-16,10.24,200,230,254,278]
["57482","Gerlingen",-14,8.4700000000000006,205,240,267.5,295]
["70839","Gerlingen",-14,9.26,190,221,245,269]
["94051","Germannsdorf",-18,8.76,194,222,244.5,267]
["82110","Germering",-16,7.42,217,249,272.5,296]
["37339","Gernrode",-16,9.73,183,216,240.5,265]
["76593","Gernsbach",-14,10.86,169,197,221,245]
["64579","Gernsheim",-12,10.86,169,197,221,245]
["97779","Geroda",-16,9.5500000000000007,186,216,240.5,265]
["37345","Gerode",-16,9.73,183,216,240.5,265]
["97447","Gerolzhofen",-16,9.5500000000000007,186,216,240.5,265]
["01920","Gersdorf",-16,9.2899999999999991,189,219,242.5,266]
["09355","Gersdorf",-14,8.43,202,233,258.5,284]
["09661","Gersdorf",-14,8.43,202,233,258.5,284]
["02829","Gersdorf",-16,8.68,197,227,251,275]
["36129","Gersfeld",-16,9.73,183,216,240.5,265]
["66453","Gersheim",-14,9.36,191,223,248.5,274]
["04617","Gerstenberg",-14,9.3699999999999992,188,218,242.5,267]
["89547","Gerstetten",-16,10.24,200,230,254,278]
["86368","Gersthofen",-16,10.24,200,230,254,278]
["99834","Gerstungen",-16,7.71,213,246,270,294]
["17268","Gerswalde",-14,8.7200000000000006,197,227,255,283]
["48712","Gescher",-10,9.44,187,220,247.5,275]
["79674","Geschwend",-16,9.26,190,221,245,269]
["28857","Gessel",-12,9.4,190,223,252,281]
["04552","Gestewitz",-14,9.3699999999999992,188,218,242.5,267]
["58285","Gevelsberg",-12,8.4700000000000006,205,240,267.5,295]
["09456","Geyersdorf",-16,7.71,213,246,270,294]
["37434","Gieboldehausen",-16,9.73,183,216,240.5,265]
["89537","Giengen a.d. Brenz",-16,10.24,200,230,254,278]
["41363","Gierath",-10,10.66,170,202,230,258]
["65558","Giershausen",-14,8.4700000000000006,205,240,267.5,295]
["99100","Gierstädt",-14,8.43,202,233,258.5,284]
["353..","Gießen",-12,9.73,183,216,240.5,265]
["38518","Gifhorn",-14,9.3000000000000007,189,219,245,271]
["82205","Gilching",-16,7.42,217,249,272.5,296]
["54558","Gillenfeld",-14,9.36,186,219,245,271]
["52511","Gillrath",-12,10.24,176,211,239.5,268]
["34630","Gilserberg",-14,9.73,183,216,240.5,265]
["29690","Gilten",-12,9.44,187,220,247.5,275]
["48268","Gimbte",-12,9.44,187,220,247.5,275]
["55767","Gimbweiler",-14,9.36,186,219,245,271]
["67435","Gimmeldingen",-12,9.36,191,223,248.5,274]
["53343","Gimmersdorf",-14,8.4700000000000006,205,240,267.5,295]
["46487","Ginderich",-10,10.66,170,202,230,258]
["73333","Gingen",-16,9.26,190,221,245,269]
["54584","Glaadt",-14,9.36,186,219,245,271]
["4596.","Gladbeck / Westf.",-10,10.66,170,202,230,258]
["37181","Gladebeck",-16,9.73,183,216,240.5,265]
["66887","Glanbrücken",-14,9.36,191,223,248.5,274]
["49219","Glandorf",-12,9.44,187,220,247.5,275]
["66907","Glan-Münchweiler",-12,9.36,191,223,248.5,274]
["74731","Glashofen",-14,9.26,190,221,245,269]
["01768","Glashütte",-14,9.2899999999999991,189,219,242.5,266]
["31195","Glashütte",-16,9.44,187,220,247.5,275]
["61479","Glashütten/Taunus",-14,9.73,183,216,240.5,265]
["72172","Glatt",-16,9.26,190,221,245,269]
["72293","Glatten",-16,9.26,190,221,245,269]
["08371","Glauchau",-14,8.43,202,233,258.5,284]
["56653","Glees",-14,8.4700000000000006,205,240,267.5,295]
["41352","Glehn",-10,10.66,170,202,230,258]
["37130","Gleichen",-16,9.73,183,216,240.5,265]
["93339","Gleislhof",-16,8.76,194,222,244.5,267]
["93477","Gleißenberg",-18,8.76,194,222,244.5,267]
["72555","Glems",-16,9.26,190,221,245,269]
["04435","Glesien",-14,9.3699999999999992,188,218,242.5,267]
["04509","Glesien",-14,9.3699999999999992,188,218,242.5,267]
["50129","Glessen",-12,10.66,170,202,230,258]
["19306","Glewe",-14,8.89,197,227,255,283]
["15806","Glienick",-14,9.1,192,221,244.5,268]
["16548","Glienicke",-14,9.14,194,221,246.5,272]
["21509","Glinde",-12,9.2200000000000006,192,225,253.5,282]
["39248","Glinde",-14,9.3000000000000007,189,219,245,271]
["39326","Glindenberg",-14,9.3000000000000007,189,219,245,271]
["56588","Glockscheid",-12,8.4700000000000006,205,240,267.5,295]
["04769","Glossen",-14,9.3699999999999992,188,218,242.5,267]
["79286","Glottertal",-14,9.26,190,221,245,269]
["18551","Glowe",-10,9.0399999999999991,196,226,253.5,281]
["25348","Glückstadt",-10,8.51,204,239,269.5,300]
["27442","Gnarrenburg",-12,9.4,190,223,252,281]
["02692","Gnaschwitz",-16,8.68,197,227,251,275]
["19065","Gneven",-12,8.89,197,227,255,283]
["07616","Gniebsdorf",-14,8.43,202,233,258.5,284]
["24622","Gnutz",-12,8.51,204,239,269.5,300]
["47574","Goch",-10,10.66,170,202,230,258]
["97469","Gochsheim",-14,9.5500000000000007,186,216,240.5,265]
["02633","Göda",-16,8.68,197,227,251,275]
["37671","Godelheim",-14,9.73,183,216,240.5,265]
["31061","Godenau",-14,9.44,187,220,247.5,275]
["54310","Godendorf",-12,9.36,186,219,245,271]
["19065","Godern",-12,8.89,197,227,255,283]
["39264","Gödnitz",-14,9.3000000000000007,189,219,245,271]
["31157","Gödringen",-14,9.44,187,220,247.5,275]
["88527","Göffingen",-14,9.26,190,221,245,269]
["86199","Göggingen",-16,10.24,200,230,254,278]
["72505","Göggingen",-14,9.26,190,221,245,269]
["73571","Göggingen",-16,9.26,190,221,245,269]
["04420","Göhrenz",-14,9.3699999999999992,188,218,242.5,267]
["01824","Gohrisch",-14,9.2899999999999991,189,219,242.5,266]
["01824","Gohrisch",-16,9.2899999999999991,189,219,242.5,266]
["85399","Goldach",-16,9.07,190,218,241.5,265]
["39596","Goldbeck",-14,9.3000000000000007,189,219,245,271]
["04720","Göldnitz",-14,9.3699999999999992,188,218,242.5,267]
["86657","Göllingen",-16,10.24,200,230,254,278]
["06567","Göllingen",-14,9.3699999999999992,188,218,242.5,267]
["04509","Gollmenz",-14,9.3699999999999992,188,218,242.5,267]
["17291","Gollmitz",-14,8.7200000000000006,197,227,255,283]
["37640","Golmbach",-14,9.73,183,216,240.5,265]
["07751","Golmsdorf",-14,8.43,202,233,258.5,284]
["14913","Gölsdorf",-14,9.1999999999999993,190,220,244,268]
["75015","Gölshausen",-12,9.26,190,221,245,269]
["06785","Goltewitz",-14,9.3699999999999992,188,218,242.5,267]
["04668","Golzern",-14,9.3699999999999992,188,218,242.5,267]
["52399","Golzheim",-12,10.24,176,211,239.5,268]
["72532","Gomadingen",-18,9.26,190,221,245,269]
["72810","Gomaringen",-16,9.26,190,221,245,269]
["39245","Gommern",-14,9.3000000000000007,189,219,245,271]
["14822","Gömnigk",-14,9.1999999999999993,190,220,244,268]
["75053","Gondelsheim",-12,9.26,190,221,245,269]
["54584","Gönnersdorf",-14,9.36,186,219,245,271]
["72770","Gönningen",-16,9.26,190,221,245,269]
["35315","Gontershausen",-14,9.73,183,216,240.5,265]
["7303.","Göppingen",-14,9.26,190,221,245,269]
["73035","Göppingen-Bezgenriet",-16,9.26,190,221,245,269]
["73037","Göppingen-Hohenstaufen",-16,9.26,190,221,245,269]
["73037","Göppingen-Holzheim",-16,9.26,190,221,245,269]
["73037","Göppingen-Maitis",-16,9.26,190,221,245,269]
["17291","Göritz",-14,8.7200000000000006,197,227,255,283]
["01809","Gorknitz",-14,9.2899999999999991,189,219,242.5,266]
["0282.","Görlitz",-16,8.68,197,227,251,275]
["17121","Görmin",-12,8.7200000000000006,197,227,255,283]
["09405","Gornau",-16,7.71,213,246,270,294]
["04703","Gorschmitz",-14,9.3699999999999992,188,218,242.5,267]
["06577","Gorsleben",-14,9.3699999999999992,188,218,242.5,267]
["79733","Görwihl",-14,9.26,190,221,245,269]
["73342","Gosbach",-18,9.26,190,221,245,269]
["04720","Goselitz",-14,9.3699999999999992,188,218,242.5,267]
["78559","Gosheim",-18,9.26,190,221,245,269]
["3864.","Goslar",-14,9.3000000000000007,189,219,245,271]
["08427","Gospersgrün",-16,8.43,202,233,258.5,284]
["19249","Gößlow",-12,8.89,197,227,255,283]
["04639","Gößnitz",-14,9.3699999999999992,188,218,242.5,267]
["91327","Gössweinstein",-16,9.2200000000000006,192,220,243.5,267]
["99867","Gotha",-14,8.43,202,233,258.5,284]
["04838","Gotha",-14,9.3699999999999992,188,218,242.5,267]
["72297","Göttelfingen",-16,9.26,190,221,245,269]
["79288","Gottenheim",-12,10.86,169,197,221,245]
["19209","Gottesgabe",-12,8.89,197,227,255,283]
["94239","Gotteszell",-18,8.76,194,222,244.5,267]
["84177","Gottfrieding",-18,8.76,194,222,244.5,267]
["3707.","Göttingen",-16,9.73,183,216,240.5,265]
["84166","Göttlkofen",-16,8.76,194,222,244.5,267]
["78244","Gottmadingen",-12,9.7100000000000009,186,214,237.5,261]
["94107","Gottsdorf",-18,8.76,194,222,244.5,267]
["14778","Götz",-14,9.1999999999999993,190,220,244,268]
["18181","Graal-Müritz",-10,9.0399999999999991,196,226,253.5,281]
["71577","Grab",-16,9.26,190,221,245,269]
["76676","Graben Neudorf",-12,10.86,169,197,221,245]
["72582","Grabenstetten",-16,9.26,190,221,245,269]
["14823","Grabow",-14,9.1999999999999993,190,220,244,268]
["19300","Grabow",-14,8.89,197,227,255,283]
["04886","Graditz",-16,9.3699999999999992,188,218,242.5,267]
["49626","Grafeld",-12,9.44,187,220,247.5,275]
["31079","Grafelde",-16,9.44,187,220,247.5,275]
["82166","Gräfelfing",-16,7.42,217,249,272.5,296]
["94481","Grafenau",-18,8.76,194,222,244.5,267]
["71120","Grafenau",-16,9.26,190,221,245,269]
["72661","Grafenberg",-16,9.26,190,221,245,269]
["91322","Gräfenberg",-16,9.2200000000000006,192,220,243.5,267]
["04916","Gräfendorf",-16,9.3699999999999992,188,218,242.5,267]
["72532","Grafeneck an der Lauter",-18,9.26,190,221,245,269]
["06773","Gräfenhainichen",-14,9.3699999999999992,188,218,242.5,267]
["77966","Grafenhausen",-12,10.86,169,197,221,245]
["77966","Grafenhausen",-12,10.86,169,197,221,245]
["79865","Grafenhausen",-16,9.26,190,221,245,269]
["75217","Gräfenhausen",-14,9.26,190,221,245,269]
["99330","Gräfenroda",-16,7.71,213,246,270,294]
["93479","Grafenwiesen",-18,8.76,194,222,244.5,267]
["92655","Grafenwöhr",-16,9.2200000000000006,192,220,243.5,267]
["89264","Grafertshofen",-16,10.24,200,230,254,278]
["85567","Grafing",-16,9.07,190,218,241.5,265]
["82284","Grafrath",-16,7.42,217,249,272.5,296]
["53501","Grafschaft",-14,8.4700000000000006,205,240,267.5,295]
["82491","Grainau",-18,7.42,217,249,272.5,296]
["83122","Grainbach",-18,7.01,227,260,283,306]
["17375","Grambin",-12,8.7200000000000006,197,227,255,283]
["17375","Grambin-Zeltplatz",-12,8.7200000000000006,197,227,255,283]
["23968","Gramkow",-10,8.89,197,227,255,283]
["17291","Gramzow",-14,8.7200000000000006,197,227,255,283]
["89584","Granheim",-16,10.24,200,230,254,278]
["41812","Granterath",-12,10.66,170,202,230,258]
["28879","Grasberg",-12,9.4,190,223,252,281]
["31188","Grasdorf",-14,9.44,187,220,247.5,275]
["64689","Grasellenbach",-14,9.5500000000000007,186,216,240.5,265]
["39579","Grassau",-14,9.3000000000000007,189,219,245,271]
["94541","Grattersdorf",-18,8.76,194,222,244.5,267]
["01796","Graupa",-14,9.2899999999999991,189,219,242.5,266]
["01827","Graupa",-14,9.2899999999999991,189,219,242.5,266]
["37647","Grave",-12,9.73,183,216,240.5,265]
["61279","Grävenwiesbach",-14,9.73,183,216,240.5,265]
["17419","Graz",-12,8.7200000000000006,197,227,255,283]
["19374","Grebbin",-14,8.89,197,227,255,283]
["04509","Grebehna",-14,9.3699999999999992,188,218,242.5,267]
["37276","Grebendorf",-16,9.73,183,216,240.5,265]
["34393","Grebenstein",-14,9.73,183,216,240.5,265]
["91171","Greding",-16,9.2200000000000006,192,220,243.5,267]
["77836","Greffern",-12,10.86,169,197,221,245]
["86926","Greifenberg",-16,7.42,217,249,272.5,296]
["09661","Greifendorf",-14,8.43,202,233,258.5,284]
["03116","Greifenhain",-16,9.1,192,221,244.5,268]
["35753","Greifenstein",-14,9.73,183,216,240.5,265]
["174..","Greifswald",-12,8.7200000000000006,197,227,255,283]
["87755","Greimeltshofen",-16,10.24,200,230,254,278]
["07973","Greiz",-16,8.43,202,233,258.5,284]
["24975","Gremmerup",-10,8.51,204,239,269.5,300]
["79639","Grenzach - Wyhlen",-12,9.26,190,221,245,269]
["48268","Greven / Westf.",-12,9.44,187,220,247.5,275]
["4151.","Grevenbroich",-10,10.66,170,202,230,258]
["23936","Grevesmühlen",-10,8.89,197,227,255,283]
["79206","Grezhausen",-12,10.86,169,197,221,245]
["18516","Griebenow",-12,9.0399999999999991,196,226,253.5,281]
["94086","Griesbach",-16,8.76,194,222,244.5,267]
["77740","Griesbach",-16,9.26,190,221,245,269]
["06786","Griesen",-14,9.3699999999999992,188,218,242.5,267]
["64347","Griesheim",-12,10.86,169,197,221,245]
["77652","Griesheim",-12,10.86,169,197,221,245]
["89608","Griesingen",-14,10.24,200,230,254,278]
["09112","Griffen / Österreich",-18,8.43,202,233,258.5,284]
["04668","Grimma",-14,9.3699999999999992,188,218,242.5,267]
["18507","Grimmen",-12,9.0399999999999991,196,226,253.5,281]
["79395","Grißheim",-12,10.86,169,197,221,245]
["17498","Gristow",-12,8.7200000000000006,197,227,255,283]
["08538","Grobau",-16,7.71,213,246,270,294]
["82194","Gröbenzell",-16,7.42,217,249,272.5,296]
["06184","Gröbers",-14,9.3699999999999992,188,218,242.5,267]
["01609","Gröditz",-16,9.2899999999999991,189,219,242.5,266]
["02627","Gröditz",-16,8.68,197,227,251,275]
["88456","Grodt",-16,9.26,190,221,245,269]
["31860","Grohnde",-12,9.44,187,220,247.5,275]
["04539","Groitzsch",-14,9.3699999999999992,188,218,242.5,267]
["04838","Groitzsch",-14,9.3699999999999992,188,218,242.5,267]
["74906","Grombach",-12,9.26,190,221,245,269]
["72294","Grömbach",-16,9.26,190,221,245,269]
["31028","Gronau",-14,9.44,187,220,247.5,275]
["71720","Gronau",-14,9.26,190,221,245,269]
["48599","Gronau / Westf.",-10,9.44,187,220,247.5,275]
["39397","Gröningen",-14,9.3000000000000007,189,219,245,271]
["95701","Groschlattengrün",-18,6.95,226,258,280.5,303]
["19258","Groß Bengerstorf",-12,8.89,197,227,255,283]
["31855","Groß Berkel",-14,9.44,187,220,247.5,275]
["38319","Groß Biewende",-14,9.3000000000000007,189,219,245,271]
["39435","Groß Börnecke",-14,9.3000000000000007,189,219,245,271]
["69509","Groß Breitenbach",-14,9.5500000000000007,186,216,240.5,265]
["31171","Groß Escherde",-14,9.44,187,220,247.5,275]
["64521","Gross Gerau",-12,9.5500000000000007,186,216,240.5,265]
["18442","Groß Kordshagen",-10,9.0399999999999991,196,226,253.5,281]
["15746","Groß Köris",-14,9.1,192,221,244.5,268]
["23966","Groß Krankow",-12,8.89,197,227,255,283]
["19288","Groß Laasch",-14,8.89,197,227,255,283]
["31246","Groß Lafferde",-14,9.44,187,220,247.5,275]
["15913","Groß Leine",-16,9.1,192,221,244.5,268]
["19336","Groß Lüben",-14,8.89,197,227,255,283]
["18445","Groß Mohrdorf",-10,9.0399999999999991,196,226,253.5,281]
["19217","Groß Molzahn",-12,8.89,197,227,255,283]
["03058","Groß Oßnig",-16,9.1,192,221,244.5,268]
["17489","Groß Petershagen",-12,8.7200000000000006,197,227,255,283]
["68649","Groß Rohrheim",-12,10.86,169,197,221,245]
["39240","Groß Rosenburg",-14,9.3000000000000007,189,219,245,271]
["23627","Groß Sarau",-12,8.89,197,227,255,283]
["02999","Groß Särchen",-16,8.68,197,227,251,275]
["16348","Groß Schönebeck",-14,9.14,194,221,246.5,272]
["15806","Groß Schulzendorf",-14,9.1,192,221,244.5,268]
["39579","Groß Schwechten",-14,9.3000000000000007,189,219,245,271]
["23972","Groß Stieten",-12,8.89,197,227,255,283]
["64823","Groß Umstadt",-14,9.5500000000000007,186,216,240.5,265]
["24802","Groß Vollstedt",-12,8.51,204,239,269.5,300]
["17166","Groß Wokern",-12,8.7200000000000006,197,227,255,283]
["64846","Groß Zimmern",-14,9.5500000000000007,186,216,240.5,265]
["86845","Großaiting",-16,7.42,217,249,272.5,296]
["86845","Großaitingen",-16,7.42,217,249,272.5,296]
["63457","Grossauheim",-12,9.5500000000000007,186,216,240.5,265]
["14979","Großbeeren",-14,9.1999999999999993,190,220,244,268]
["72663","Großbettlingen",-16,9.26,190,221,245,269]
["64401","Groß-Bieberau",-14,9.5500000000000007,186,216,240.5,265]
["71723","Großbottwar",-14,9.26,190,221,245,269]
["30938","Großburgwedel",-14,9.44,187,220,247.5,275]
["04460","Großdalzig",-14,9.3699999999999992,188,218,242.5,267]
["73527","Großdeinbach",-16,9.26,190,221,245,269]
["01665","Großdobritz",-16,9.2899999999999991,189,219,242.5,266]
["97633","Großeibstsdt",-16,9.5500000000000007,186,216,240.5,265]
["72415","Grosselfingen",-16,9.26,190,221,245,269]
["31812","Großenberg",-14,9.44,187,220,247.5,275]
["34582","Großenenglis",-14,9.73,183,216,240.5,265]
["99991","Großengottern",-14,8.43,202,233,258.5,284]
["01558","Großenhain",-16,9.2899999999999991,189,219,242.5,266]
["31515","Grossenheidorn",-14,9.44,187,220,247.5,275]
["71577","Großenlach",-16,9.26,190,221,245,269]
["91091","Großenseebach",-16,9.2200000000000006,192,220,243.5,267]
["01454","Großerkmannsdorf",-14,9.2899999999999991,189,219,242.5,266]
["99100","Großfahner",-14,8.43,202,233,258.5,284]
["08541","Großfriesen",-16,7.71,213,246,270,294]
["99706","Großfurra",-14,8.43,202,233,258.5,284]
["75417","Großglattbach",-14,9.26,190,221,245,269]
["06686","Großgörschen",-14,9.3699999999999992,188,218,242.5,267]
["02994","Großgrabe",-16,8.68,197,227,251,275]
["06246","Großgräfendorf",-14,9.3699999999999992,188,218,242.5,267]
["90427","Großgründlach",-16,9.2200000000000006,192,220,243.5,267]
["90613","Großhabersdorf",-16,9.2200000000000006,192,220,243.5,267]
["01906","Großhänchen",-16,9.2899999999999991,189,219,242.5,266]
["01909","Großharthau",-14,9.2899999999999991,189,219,242.5,266]
["09618","Großhartmannsdorf",-16,8.43,202,233,258.5,284]
["83607","Großhartpenning",-18,7.01,227,260,283,306]
["96269","Großheirath",-16,9.0299999999999994,194,223,247,271]
["02747","Großhennersdorf",-16,8.68,197,227,251,275]
["63920","Großheubach",-14,9.5500000000000007,186,216,240.5,265]
["85244","Großinzemoos",-16,9.07,190,218,241.5,265]
["83109","Großkarolinenfeld",-16,7.01,227,260,283,306]
["01990","Großkmehlen",-16,9.2899999999999991,189,219,242.5,266]
["07407","Großkochberg",-14,8.43,202,233,258.5,284]
["89359","Grosskötz",-16,10.24,200,230,254,278]
["89518","Großkuchen",-16,10.24,200,230,254,278]
["04420","Großlehna",-14,9.3699999999999992,188,218,242.5,267]
["15907","Groß-Lubolz",-16,9.1,192,221,244.5,268]
["56276","Großmaischeid",-14,8.4700000000000006,205,240,267.5,295]
["85098","Großmehring",-18,9.07,190,218,241.5,265]
["39221","Großmühlingen",-14,9.3000000000000007,189,219,245,271]
["01936","Großnaundorf",-14,9.2899999999999991,189,219,242.5,266]
["67259","Großniedesheim",-12,9.36,191,223,248.5,274]
["63762","Großostheim",-12,9.5500000000000007,186,216,240.5,265]
["04463","Großpösna",-14,9.3699999999999992,188,218,242.5,267]
["02692","Großpostwitz",-16,8.68,197,227,251,275]
["04539","Großprießligk",-14,9.3699999999999992,188,218,242.5,267]
["01983","Großräschen",-16,9.2899999999999991,189,219,242.5,266]
["97950","Großrinderfeld",-14,9.5500000000000007,186,216,240.5,265]
["01825","Großröhrsdorf",-14,9.2899999999999991,189,219,242.5,266]
["01900","Großröhsdorf",-14,9.2899999999999991,189,219,242.5,266]
["04895","Großrössen",-16,9.3699999999999992,188,218,242.5,267]
["99195","Großrudestedt",-14,8.43,202,233,258.5,284]
["39517","Groß-Schwarzlosen",-14,9.3000000000000007,189,219,245,271]
["02708","Großschweidnitz",-16,8.68,197,227,251,275]
["04668","Großsteinberg",-14,9.3699999999999992,188,218,242.5,267]
["04932","Großthiemig",-16,9.3699999999999992,188,218,242.5,267]
["09575","Großwaltersdorf",-16,7.71,213,246,270,294]
["91174","Großweingarten",-16,9.2200000000000006,192,220,243.5,267]
["04720","Großweitzschen",-14,9.3699999999999992,188,218,242.5,267]
["04860","Großwig",-16,9.3699999999999992,188,218,242.5,267]
["06905","Großwig",-14,9.3699999999999992,188,218,242.5,267]
["39319","Großwulkow",-14,9.3000000000000007,189,219,245,271]
["08538","Großzöbern",-18,7.71,213,246,270,294]
["06632","Gröst",-14,9.3699999999999992,188,218,242.5,267]
["52511","Grotenrath",-12,10.24,176,211,239.5,268]
["09474","Grottendorf",-16,7.71,213,246,270,294]
["50181","Grottenherten",-12,10.66,170,202,230,258]
["72631","Grötzingen",-14,9.26,190,221,245,269]
["96271","Grub am Forst",-16,9.0299999999999994,194,223,247,271]
["73344","Gruibingen",-16,9.26,190,221,245,269]
["09224","Grüna",-14,8.43,202,233,258.5,284]
["08223","Grünbach",-16,7.71,213,246,270,294]
["35305","Grünberg",-14,9.73,183,216,240.5,265]
["63584","Gründau",-14,9.5500000000000007,186,216,240.5,265]
["23948","Grundshagen",-10,8.89,197,227,255,283]
["89613","Grundsheim",-16,10.24,200,230,254,278]
["31073","Grünenplan",-14,9.44,187,220,247.5,275]
["79219","Grunern",-14,10.86,169,197,221,245]
["01945","Grünewald",-16,9.2899999999999991,189,219,242.5,266]
["39218","Grünewalde",-14,9.3000000000000007,189,219,245,271]
["08358","Grünhain",-16,7.71,213,246,270,294]
["09579","Grünhainichen",-16,7.71,213,246,270,294]
["88287","Grünkraut",-14,9.26,190,221,245,269]
["09661","Grünlichtenberg",-14,8.43,202,233,258.5,284]
["72160","Grünmettstetten",-16,9.26,190,221,245,269]
["17291","Grünow",-14,8.7200000000000006,197,227,255,283]
["97947","Grünsfeld",-16,9.5500000000000007,186,216,240.5,265]
["97947","Grünsfeldhausen",-14,9.5500000000000007,186,216,240.5,265]
["76228","Grünwettersbach",-12,10.86,169,197,221,245]
["72401","Gruol",-16,9.26,190,221,245,269]
["74417","Gschwend b. Gaildorf",-16,9.26,190,221,245,269]
["83257","Gstadt an Chiemsee",-16,7.01,227,260,283,306]
["03172","Guben",-16,9.1,192,221,244.5,268]
["74363","Güglingen",-14,9.26,190,221,245,269]
["15913","Guhlen",-16,9.1,192,221,244.5,268]
["55452","Guldental",-12,9.36,186,219,245,271]
["72218","Gültlingen",-16,9.26,190,221,245,269]
["71083","Gültstein",-16,9.26,190,221,245,269]
["17089","Gültz",-14,8.7200000000000006,197,227,255,283]
["5164.","Gummersbach",-12,8.4700000000000006,205,240,267.5,295]
["07751","Gumperda",-14,8.43,202,233,258.5,284]
["71665","Gündelbach",-14,9.26,190,221,245,269]
["89423","Gundelfingen",-16,10.24,200,230,254,278]
["79194","Gundelfingen",-14,10.86,169,197,221,245]
["74831","Gundelsheim",-12,9.26,190,221,245,269]
["64380","Gundernhausen",-14,9.5500000000000007,186,216,240.5,265]
["79206","Gündlingen",-12,10.86,169,197,221,245]
["89355","Gundremmingen",-16,10.24,200,230,254,278]
["59519","Günne",-12,8.4700000000000006,205,240,267.5,295]
["91224","Guntersrieth",-16,9.2200000000000006,192,220,243.5,267]
["89312","Günzburg",-16,10.24,200,230,254,278]
["91710","Gunzenhausen",-16,9.2200000000000006,192,220,243.5,267]
["79761","Gurtweil",-12,9.26,190,221,245,269]
["39317","Güsen",-14,9.3000000000000007,189,219,245,271]
["54413","Gusenburg",-14,9.36,186,219,245,271]
["17509","Gustebin",-12,8.7200000000000006,197,227,255,283]
["39439","Güsten",-14,9.3000000000000007,189,219,245,271]
["91189","Gustenfelden",-16,9.2200000000000006,192,220,243.5,267]
["21514","Güster",-12,9.2200000000000006,192,225,253.5,282]
["19205","Güstow",-12,8.89,197,227,255,283]
["18273","Güstrow",-12,9.0399999999999991,196,226,253.5,281]
["77793","Gutach",-16,9.26,190,221,245,269]
["79261","Gutach",-14,9.26,190,221,245,269]
["01945","Guteborn",-16,9.2899999999999991,189,219,242.5,266]
["86869","Gutenberg",-16,7.42,217,249,272.5,296]
["72488","Gutenstein",-16,9.26,190,221,245,269]
["88484","Gutenzell",-16,9.26,190,221,245,269]
["3333.","Gütersloh",-12,9.73,183,216,240.5,265]
["78187","Gutmadingen",-16,9.26,190,221,245,269]
["17506","Gützkow",-12,8.7200000000000006,197,227,255,283]
["50374","Gymnich",-12,10.66,170,202,230,258]
["85410","Haag",-16,9.07,190,218,241.5,265]
["91126","Haag",-16,9.2200000000000006,192,220,243.5,267]
["04758","Haage",-14,9.3699999999999992,188,218,242.5,267]
["42781","Haan",-10,10.66,170,202,230,258]
["85540","Haar",-16,9.07,190,218,241.5,265]
["94542","Haarbach",-16,8.76,194,222,244.5,267]
["97720","Haard",-14,9.5500000000000007,186,216,240.5,265]
["19336","Haaren",-14,8.89,197,227,255,283]
["03058","Haasow",-16,9.1,192,221,244.5,268]
["82392","Habach",-16,7.42,217,249,272.5,296]
["99706","Hachelbich",-14,8.43,202,233,258.5,284]
["57627","Hachenburg",-14,8.4700000000000006,205,240,267.5,295]
["31188","Hackenstedt",-14,9.44,187,220,247.5,275]
["65589","Hadamar (Westerwald)",-14,8.4700000000000006,205,240,267.5,295]
["29693","Hademstorf",-12,9.44,187,220,247.5,275]
["89356","Hafenhofen",-16,10.24,200,230,254,278]
["74343","Häfnerhaslach",-14,9.26,190,221,245,269]
["76889","Haftelhof",-12,9.36,191,223,248.5,274]
["79685","Häg-Ehrsberg",-16,9.26,190,221,245,269]
["93095","Hagelstadt",-18,8.76,194,222,244.5,267]
["27628","Hagen",-10,9.4,190,223,252,281]
["29378","Hagen",-14,9.44,187,220,247.5,275]
["58...","Hagen",-12,8.4700000000000006,205,240,267.5,295]
["76767","Hagenbach",-12,10.86,169,197,221,245]
["91469","Hagenbüchbach",-16,9.2200000000000006,192,220,243.5,267]
["31558","Hagenburg",-14,9.44,187,220,247.5,275]
["17194","Hagenow",-12,8.7200000000000006,197,227,255,283]
["19230","Hagenow",-12,8.89,197,227,255,283]
["88709","Hagnau/Bodensee",-12,9.7100000000000009,186,214,237.5,261]
["64319","Hahn",-12,9.5500000000000007,186,216,240.5,265]
["92256","Hahnbach",-16,9.2200000000000006,192,220,243.5,267]
["38640","Hahndorf",-14,9.3000000000000007,189,219,245,271]
["55278","Hahnheim",-12,9.36,186,219,245,271]
["94353","Haibach",-18,8.76,194,222,244.5,267]
["63808","Haibach",-12,9.5500000000000007,186,216,240.5,265]
["04910","Haida",-16,9.3699999999999992,188,218,242.5,267]
["07926","Haidefeld",-18,7.71,213,246,270,294]
["03130","Haidemühl",-16,9.1,192,221,244.5,268]
["94501","Haidenburg",-16,8.76,194,222,244.5,267]
["88410","Haidgau",-16,9.26,190,221,245,269]
["93142","Haidhof",-16,8.76,194,222,244.5,267]
["94522","Haidlfing",-18,8.76,194,222,244.5,267]
["35708","Haiger",-14,9.73,183,216,240.5,265]
["72401","Haigerloch",-16,9.26,190,221,245,269]
["35708","Haigerseelbach",-14,9.73,183,216,240.5,265]
["72108","Hailfingen",-16,9.26,190,221,245,269]
["88525","Hailtingen",-14,9.26,190,221,245,269]
["31319","Haimar",-14,9.44,187,220,247.5,275]
["02779","Hainewalde",-16,8.68,197,227,251,275]
["76835","Hainfeld",-12,9.36,191,223,248.5,274]
["09661","Hainichen",-14,8.43,202,233,258.5,284]
["04567","Hainichen",-14,9.3699999999999992,188,218,242.5,267]
["99735","Hainrode",-14,8.43,202,233,258.5,284]
["86744","Hainsfarth",-16,10.24,200,230,254,278]
["63512","Hainstadt",-12,9.5500000000000007,186,216,240.5,265]
["72221","Haiterbach",-16,9.26,190,221,245,269]
["63571","Haitz",-14,9.5500000000000007,186,216,240.5,265]
["38820","Halberstadt",-14,9.3000000000000007,189,219,245,271]
["57489","Halbhusten",-12,8.4700000000000006,205,240,267.5,295]
["32351","Haldem",-12,9.73,183,216,240.5,265]
["39340","Haldensleben",-14,9.3000000000000007,189,219,245,271]
["89356","Haldenwang",-16,10.24,200,230,254,278]
["46459","Haldern",-10,10.66,170,202,230,258]
["83128","Halfing",-16,7.01,227,260,283,306]
["06116","Halle",-14,9.3699999999999992,188,218,242.5,267]
["061..","Halle / Kröllwitz",-14,9.3699999999999992,188,218,242.5,267]
["33790","Halle / Westf. ",-12,9.73,183,216,240.5,265]
["59969","Hallenberg",-16,8.4700000000000006,205,240,267.5,295]
["91352","Hallerndorf",-16,9.2200000000000006,192,220,243.5,267]
["67826","Hallgarten",-12,9.36,191,223,248.5,274]
["96103","Hallstadt",-16,9.0299999999999994,194,223,247,271]
["09633","Halsbrücke",-16,8.43,202,233,258.5,284]
["56283","Halsenbach",-14,8.4700000000000006,205,240,267.5,295]
["45721","Haltern",-10,10.66,170,202,230,258]
["79576","Haltingen",-12,10.86,169,197,221,245]
["58553","Halver",-12,8.4700000000000006,205,240,267.5,295]
["97456","Hambach",-16,9.5500000000000007,186,216,240.5,265]
["75242","Hamberg",-14,9.26,190,221,245,269]
["23619","Hamberge",-12,8.89,197,227,255,283]
["27729","Hambergen",-12,9.4,190,223,252,281]
["76707","Hambrücken",-12,10.86,169,197,221,245]
["56761","Hambuch",-14,8.4700000000000006,205,240,267.5,295]
["29313","Hambühren",-12,9.44,187,220,247.5,275]
["21037","Hamburg - Reitbrook",-12,9.2200000000000006,192,225,253.5,282]
["3178.","Hameln",-12,9.44,187,220,247.5,275]
["590..","Hamm / Westf.",-12,8.4700000000000006,205,240,267.5,295]
["97762","Hammelburg",-14,9.5500000000000007,186,216,240.5,265]
["52152","Hammer",-14,10.24,176,211,239.5,268]
["16559","Hammer",-14,9.14,194,221,246.5,272]
["04849","Hammermühle",-14,9.3699999999999992,188,218,242.5,267]
["99441","Hammerstedt",-14,8.43,202,233,258.5,284]
["46499","Hamminkeln",-10,10.66,170,202,230,258]
["22929","Hammoor",-12,9.2200000000000006,192,225,253.5,282]
["6345.","Hanau",-12,9.5500000000000007,186,216,240.5,265]
["48157","Handorf",-12,9.44,187,220,247.5,275]
["15537","Hangelsberg",-14,9.1,192,221,244.5,268]
["31311","Hänigsen",-14,9.44,187,220,247.5,275]
["29386","Hankensbüttel",-14,9.44,187,220,247.5,275]
["34346","Hann.- Münden",-12,9.73,183,216,240.5,265]
["29582","Hanstedt",-14,9.44,187,220,247.5,275]
["86655","Harburg",-16,10.24,200,230,254,278]
["74736","Hardheim",-14,9.26,190,221,245,269]
["78739","Hardt",-16,9.26,190,221,245,269]
["49733","Haren",-10,9.44,187,220,247.5,275]
["55595","Hargesheim",-12,9.36,186,219,245,271]
["79713","Harpolingen",-12,9.26,190,221,245,269]
["27243","Harpstedt",-12,9.4,190,223,252,281]
["21698","Harsefeld",-12,9.2200000000000006,192,225,253.5,282]
["33428","Harsewinkel",-12,9.73,183,216,240.5,265]
["38829","Harsleben",-14,9.3000000000000007,189,219,245,271]
["31177","Harsum",-14,9.44,187,220,247.5,275]
["72401","Hart",-16,9.26,190,221,245,269]
["08134","Härtensdorf",-14,8.43,202,233,258.5,284]
["08118","Hartenstein",-16,8.43,202,233,258.5,284]
["91235","Hartenstein",-16,9.2200000000000006,192,220,243.5,267]
["09569","Hartha",-14,8.43,202,233,258.5,284]
["04746","Hartha",-14,9.3699999999999992,188,218,242.5,267]
["86316","Harthausen",-16,10.24,200,230,254,278]
["67376","Harthausen",-12,9.36,191,223,248.5,274]
["72501","Harthausen",-16,9.26,190,221,245,269]
["79258","Hartheim",-12,10.86,169,197,221,245]
["56459","Härtlingen",-14,8.4700000000000006,205,240,267.5,295]
["08107","Hartmannsdorf",-16,8.43,202,233,258.5,284]
["09232","Hartmannsdorf",-14,8.43,202,233,258.5,284]
["08468","Hartmannsgrün",-16,8.43,202,233,258.5,284]
["91224","Hartmannshof",-16,9.2200000000000006,192,220,243.5,267]
["06493","Harzgerode",-16,9.3699999999999992,188,218,242.5,267]
["49205","Hasbergen",-12,9.44,187,220,247.5,275]
["79686","Hasel",-14,9.26,190,221,245,269]
["09509","Haselbach",-14,7.71,213,246,270,294]
["49740","Haselünne",-12,9.44,187,220,247.5,275]
["71083","Haslach",-16,9.26,190,221,245,269]
["77716","Haslach",-16,9.26,190,221,245,269]
["88430","Haslach",-16,9.26,190,221,245,269]
["01920","Häslich",-16,9.2899999999999991,189,219,242.5,266]
["25474","Hasloh",-12,8.51,204,239,269.5,300]
["82285","Haspelmoor",-16,7.42,217,249,272.5,296]
["38899","Hasselfelde",-16,9.3000000000000007,189,219,245,271]
["08112","Haßlau",-14,8.43,202,233,258.5,284]
["17291","Haßleben",-14,8.7200000000000006,197,227,255,283]
["74855","Haßmersheim",-12,9.26,190,221,245,269]
["31559","Haste",-14,9.44,187,220,247.5,275]
["88416","Hattenburg",-16,9.26,190,221,245,269]
["65347","Hattenheim",-12,8.4700000000000006,205,240,267.5,295]
["82285","Hattenhofen",-16,7.42,217,249,272.5,296]
["73110","Hattenhofen",-16,9.26,190,221,245,269]
["65795","Hattersheim",-12,10.86,169,197,221,245]
["78194","Hattingen",-16,9.26,190,221,245,269]
["4552.","Hattingen / Ruhr",-12,10.7,170,202,230,258]
["37197","Hattorf",-16,9.73,183,216,240.5,265]
["25856","Hattstedt",-10,8.51,204,239,269.5,300]
["76846","Hauenstein",-12,9.36,191,223,248.5,274]
["79725","Hauenstein",-12,9.26,190,221,245,269]
["88410","Hauerz",-16,9.26,190,221,245,269]
["91729","Haundorf",-16,9.2200000000000006,192,220,243.5,267]
["91249","Haunritz",-16,9.2200000000000006,192,220,243.5,267]
["89437","Haunsheim",-16,10.24,200,230,254,278]
["86179","Haunstetten",-16,10.24,200,230,254,278]
["08468","Hauptmannsgrün",-16,8.43,202,233,258.5,284]
["34626","Hauptschwenda",-14,9.73,183,216,240.5,265]
["94481","Haus im Wald",-18,8.76,194,222,244.5,267]
["77756","Hausach",-16,9.26,190,221,245,269]
["35415","Hausen",-14,9.73,183,216,240.5,265]
["36280","Hausen",-16,9.73,183,216,240.5,265]
["91353","Hausen",-16,9.2200000000000006,192,220,243.5,267]
["71263","Hausen",-16,9.26,190,221,245,269]
["72393","Hausen",-18,9.26,190,221,245,269]
["79688","Hausen",-14,9.26,190,221,245,269]
["63840","Hausen",-14,9.5500000000000007,186,216,240.5,265]
["97262","Hausen",-14,9.5500000000000007,186,216,240.5,265]
["89604","Hausen ob Allmendingen",-14,10.24,200,230,254,278]
["78595","Hausen ob Verena",-18,9.26,190,221,245,269]
["78183","Hausen vor Wald",-16,9.26,190,221,245,269]
["79837","Häusern",-16,9.26,190,221,245,269]
["83734","Hausham",-18,7.01,227,260,283,306]
["01900","Hauswalde",-14,9.2899999999999991,189,219,242.5,266]
["06577","Hauteroda",-14,9.3699999999999992,188,218,242.5,267]
["94051","Hauzenberg",-18,8.76,194,222,244.5,267]
["39539","Havelberg",-14,9.3000000000000007,189,219,245,271]
["38275","Haverlah",-14,9.3000000000000007,189,219,245,271]
["48329","Havixbeck",-12,9.44,187,220,247.5,275]
["72534","Hayingen",-16,9.26,190,221,245,269]
["37339","Haynrode",-16,9.73,183,216,240.5,265]
["95168","Hebanz",-18,6.95,226,258,280.5,303]
["84332","Hebertsfelden",-16,8.76,194,222,244.5,267]
["82229","Hechendorf",-16,7.42,217,249,272.5,296]
["06571","Hechendorf",-14,9.3699999999999992,188,218,242.5,267]
["72379","Hechingen",-16,9.26,190,221,245,269]
["21755","Hechthausen",-12,9.2200000000000006,192,225,253.5,282]
["55129","Hechtsheim",-12,10.86,169,197,221,245]
["54518","Heckenmünster",-14,9.36,186,219,245,271]
["65614","Heckholzhausen",-14,8.4700000000000006,205,240,267.5,295]
["79341","Hecklingen ",-12,10.86,169,197,221,245]
["36275","Heddersdorf",-14,9.73,183,216,240.5,265]
["68542","Heddersheim",-12,10.86,169,197,221,245]
["56564","Heddesdorf",-12,8.4700000000000006,205,240,267.5,295]
["33719","Heepen",-12,9.73,183,216,240.5,265]
["01833","Heeselicht",-14,9.2899999999999991,189,219,242.5,266]
["27404","Heeslingen",-12,9.4,190,223,252,281]
["31707","Heeßen",-14,9.44,187,220,247.5,275]
["65510","Heftrich",-14,8.4700000000000006,205,240,267.5,295]
["73669","Hegenlohe",-16,9.26,190,221,245,269]
["57413","Heggen",-14,8.4700000000000006,205,240,267.5,295]
["71334","Hegnach",-12,9.26,190,221,245,269]
["16559","Heidchen",-14,9.14,194,221,246.5,272]
["19294","Heiddorf",-12,8.89,197,227,255,283]
["53797","Heide",-12,8.4700000000000006,205,240,267.5,295]
["25746","Heide / Holst.",-10,8.51,204,239,269.5,300]
["91180","Heideck",-16,9.2200000000000006,192,220,243.5,267]
["691..","Heidelberg",-10,9.5500000000000007,186,216,240.5,265]
["76646","Heidelsheim",-12,9.26,190,221,245,269]
["46359","Heiden",-10,10.66,170,202,230,258]
["01809","Heidenau",-14,9.2899999999999991,189,219,242.5,266]
["54426","Heidenburg",-12,9.36,186,219,245,271]
["55262","Heidenfahrt",-12,9.36,186,219,245,271]
["895..","Heidenheim / Brenz",-16,10.24,200,230,254,278]
["65321","Heidenrod",-14,8.4700000000000006,205,240,267.5,295]
["55262","Heidesheim",-12,9.36,186,219,245,271]
["54518","Heidweiler",-12,9.36,186,219,245,271]
["740..","Heilbronn / Neckar",-12,9.26,190,221,245,269]
["88633","Heiligenberg",-14,9.26,190,221,245,269]
["78731","Heiligenbronn",-16,9.26,190,221,245,269]
["42579","Heiligenhaus b. Velbert",-12,10.66,170,202,230,258]
["37308","Heiligenstadt",-16,9.73,183,216,240.5,265]
["06347","Heiligenthal",-14,9.3699999999999992,188,218,242.5,267]
["77948","Heiligenzell",-12,10.86,169,197,221,245]
["72348","Heiligenzimmern",-16,9.26,190,221,245,269]
["69253","Heiligkreuzsteinach",-12,9.5500000000000007,186,216,240.5,265]
["91560","Heilsbronn",-16,9.2200000000000006,192,220,243.5,267]
["79331","Heimbach",-12,10.86,169,197,221,245]
["53474","Heimersheim",-14,8.4700000000000006,205,240,267.5,295]
["71296","Heimsheim",-16,9.26,190,221,245,269]
["37627","Heinade",-14,9.73,183,216,240.5,265]
["73092","Heiningen",-16,9.26,190,221,245,269]
["52525","Heinsberg",-10,10.24,176,211,239.5,268]
["08468","Heinsdorfergrund",-16,8.43,202,233,258.5,284]
["37649","Heinsen",-12,9.73,183,216,240.5,265]
["74906","Heinsheim",-12,9.26,190,221,245,269]
["67742","Heinzenhausen",-12,9.36,191,223,248.5,274]
["54497","Heinzerath",-14,9.36,186,219,245,271]
["87493","Heising",-16,7.42,217,249,272.5,296]
["85276","Heißmanning",-16,9.07,190,218,241.5,265]
["25492","Heist",-10,8.51,204,239,269.5,300]
["53639","Heisterbacherrott",-12,8.4700000000000006,205,240,267.5,295]
["79423","Heitersheim",-14,10.86,169,197,221,245]
["06311","Helbra",-14,9.3699999999999992,188,218,242.5,267]
["85414","Helfenbrunn",-16,9.07,190,218,241.5,265]
["56244","Helferskirchen",-14,8.4700000000000006,205,240,267.5,295]
["37627","Hellental",-14,9.73,183,216,240.5,265]
["53940","Hellenthal",-14,8.4700000000000006,205,240,267.5,295]
["95233","Helmbrechts",-18,6.95,226,258,280.5,303]
["77866","Helmlingen",-12,10.86,169,197,221,245]
["17498","Helmshagen",-12,8.7200000000000006,197,227,255,283]
["74921","Helmstadt",-12,9.26,190,221,245,269]
["97264","Helmstadt",-14,9.5500000000000007,186,216,240.5,265]
["38350","Helmstedt",-14,9.3000000000000007,189,219,245,271]
["34298","Helsa",-14,9.73,183,216,240.5,265]
["31535","Helstorf",-14,9.44,187,220,247.5,275]
["33034","Hembsen",-14,9.73,183,216,240.5,265]
["58675","Hemer",-12,8.4700000000000006,205,240,267.5,295]
["91334","Hemhofen",-16,9.2200000000000006,192,220,243.5,267]
["72108","Hemmendorf",-16,9.26,190,221,245,269]
["97258","Hemmersheim",-16,9.5500000000000007,186,216,240.5,265]
["71282","Hemmingen",-14,9.26,190,221,245,269]
["30966","Hemmingen ",-14,9.44,187,220,247.5,275]
["92353","Heng",-16,9.2200000000000006,192,220,243.5,267]
["72574","Hengen",-18,9.26,190,221,245,269]
["94491","Hengersberg",-18,8.76,194,222,244.5,267]
["53773","Hennef",-12,8.4700000000000006,205,240,267.5,295]
["53773","Hennef/Sieg",-12,8.4700000000000006,205,240,267.5,295]
["16761","Hennigsdorf",-14,9.14,194,221,246.5,272]
["16761","Henningsdorf b. Berlin",-14,9.14,194,221,246.5,272]
["67551","Heppenheim",-12,9.36,191,223,248.5,274]
["64646","Heppenheim",-12,9.5500000000000007,186,216,240.5,265]
["73235","Hepsisau",-16,9.26,190,221,245,269]
["88518","Herbertingen",-14,9.26,190,221,245,269]
["85241","Herbertshausen",-16,9.07,190,218,241.5,265]
["86405","Herbertshofen",-16,10.24,200,230,254,278]
["79336","Herbolzheim",-12,10.86,169,197,221,245]
["91478","Herbolzheim",-16,9.2200000000000006,192,220,243.5,267]
["74861","Herbolzheim",-12,9.26,190,221,245,269]
["35745","Herborn",-14,9.73,183,216,240.5,265]
["89542","Herbrechtingen",-16,10.24,200,230,254,278]
["99955","Herbsleben",-14,8.43,202,233,258.5,284]
["97980","Herbsthausen",-16,9.5500000000000007,186,216,240.5,265]
["36355","Herchenhain",-14,9.73,183,216,240.5,265]
["58313","Herdecke",-12,8.4700000000000006,205,240,267.5,295]
["88634","Herdwangen",-14,9.26,190,221,245,269]
["320..","Herford",-12,9.73,183,216,240.5,265]
["36318","Hergersdorf",-14,9.73,183,216,240.5,265]
["06313","Hergisdorf",-14,9.3699999999999992,188,218,242.5,267]
["97534","Hergolshausen",-14,9.5500000000000007,186,216,240.5,265]
["36266","Heringen/Werra",-14,9.73,183,216,240.5,265]
["23777","Heringsdorf",-10,8.89,197,227,255,283]
["37293","Herleshausen",-14,9.73,183,216,240.5,265]
["73527","Herlikofen",-16,9.26,190,221,245,269]
["29320","Hermannsburg",-14,9.44,187,220,247.5,275]
["66919","Hermersberg",-12,9.36,191,223,248.5,274]
["01776","Hermsdorf",-16,9.2899999999999991,189,219,242.5,266]
["01945","Hermsdorf",-16,9.2899999999999991,189,219,242.5,266]
["07629","Hermsdorf",-14,8.43,202,233,258.5,284]
["446..","Herne",-10,10.7,170,202,230,258]
["72535","Heroldstatt",-16,9.26,190,221,245,269]
["71083","Herrenberg",-16,9.26,190,221,245,269]
["09217","Herrenhaide",-14,8.43,202,233,258.5,284]
["78662","Herrenzimmern",-16,9.26,190,221,245,269]
["56729","Herresbach",-14,8.4700000000000006,205,240,267.5,295]
["50374","Herrig",-12,10.66,170,202,230,258]
["79737","Herrischried",-14,9.26,190,221,245,269]
["23923","Herrnburg",-10,8.89,197,227,255,283]
["02747","Herrnhut",-16,8.68,197,227,251,275]
["67550","Herrnsheim",-12,9.36,191,223,248.5,274]
["82211","Herrsching am Ammersee",-16,7.42,217,249,272.5,296]
["02899","Hersbach",-16,8.68,197,227,251,275]
["91217","Hersbruck",-16,9.2200000000000006,192,220,243.5,267]
["58849","Herscheid",-14,8.4700000000000006,205,240,267.5,295]
["53332","Hersel",-12,8.4700000000000006,205,240,267.5,295]
["45...","Herten / Westf.",-10,10.66,170,202,230,258]
["79415","Hertingen",-12,10.86,169,197,221,245]
["71364","Hertmannsweiler",-14,9.26,190,221,245,269]
["67273","Herxheim am Berg",-12,9.36,191,223,248.5,274]
["91074","Herzogenaurach",-16,9.2200000000000006,192,220,243.5,267]
["52134","Herzogenrath",-12,10.24,176,211,239.5,268]
["72336","Heselwangen",-18,9.26,190,221,245,269]
["35085","Heskem",-12,9.73,183,216,240.5,265]
["91093","Heßdorf",-16,9.2200000000000006,192,220,243.5,267]
["63607","Hesseldorf",-14,9.5500000000000007,186,216,240.5,265]
["38835","Hessen",-14,9.3000000000000007,189,219,245,271]
["74394","Hessigheim",-12,9.26,190,221,245,269]
["37235","Hessisch Lichtenau",-14,9.73,183,216,240.5,265]
["31840","Hessisch Oldendorf",-12,9.44,187,220,247.5,275]
["74722","Hettigenbeuern",-16,9.26,190,221,245,269]
["06333","Hettstedt",-14,9.3699999999999992,188,218,242.5,267]
["41812","Hetzerath",-12,10.66,170,202,230,258]
["54523","Hetzerath",-10,9.36,186,219,245,271]
["91077","Hetzlers",-16,9.2200000000000006,192,220,243.5,267]
["91077","Hetzles",-16,9.2200000000000006,192,220,243.5,267]
["73540","Heubach",-16,9.26,190,221,245,269]
["72589","Heuberg",-18,9.26,190,221,245,269]
["89547","Heuchlingen",-16,10.24,200,230,254,278]
["73572","Heuchlingen",-16,9.26,190,221,245,269]
["78253","Heudorf im Hegau",-14,9.7100000000000009,186,214,237.5,261]
["83052","Heufeld",-16,7.01,227,260,283,306]
["97618","Heustreu",-14,9.5500000000000007,186,216,240.5,265]
["66265","Heusweiler",-12,9.36,191,223,248.5,274]
["79194","Heuweiler",-14,10.86,169,197,221,245]
["93336","Hexenagger",-16,8.76,194,222,244.5,267]
["31171","Heyersum",-14,9.44,187,220,247.5,275]
["32120","Hiddenhausen",-12,9.73,183,216,240.5,265]
["59457","Hilbeck",-12,8.4700000000000006,205,240,267.5,295]
["09627","Hilbersdorf",-16,8.43,202,233,258.5,284]
["02894","Hilbersdorf",-16,8.68,197,227,251,275]
["57271","Hilchenbach",-14,8.4700000000000006,205,240,267.5,295]
["98646","Hildburghausen",-16,7.71,213,246,270,294]
["4072.","Hilden",-10,10.66,170,202,230,258]
["311..","Hildesheim",-14,9.44,187,220,247.5,275]
["71157","Hildrizhausen",-16,9.26,190,221,245,269]
["57612","Hilgenroth/Westerw.",-12,8.4700000000000006,205,240,267.5,295]
["32479","Hille",-12,9.73,183,216,240.5,265]
["32694","Hillentrup",-14,9.73,183,216,240.5,265]
["54576","Hillesheim",-14,9.36,186,219,245,271]
["56204","Hillscheid",-12,8.4700000000000006,205,240,267.5,295]
["91161","Hilpoltstein",-16,9.2200000000000006,192,220,243.5,267]
["74889","Hilsbach",-12,9.26,190,221,245,269]
["91355","Hiltpoltstein",-16,9.2200000000000006,192,220,243.5,267]
["78247","Hilzingen",-12,9.7100000000000009,186,214,237.5,261]
["39596","Hindenburg",-14,9.3000000000000007,189,219,245,271]
["06386","Hinsdorf",-14,9.3699999999999992,188,218,242.5,267]
["01855","Hinterhermsdorf",-16,9.2899999999999991,189,219,242.5,266]
["98553","Hinternah",-16,7.71,213,246,270,294]
["17375","Hintersee",-12,8.7200000000000006,197,227,255,283]
["36396","Hintersteinau",-14,9.73,183,216,240.5,265]
["79856","Hinterzarten",-18,9.26,190,221,245,269]
["27432","Hipstedt",-12,9.4,190,223,252,281]
["72145","Hirrlingen",-16,9.26,190,221,245,269]
["75365","Hirsau ",-16,9.26,190,221,245,269]
["96114","Hirschaid",-16,9.0299999999999994,194,223,247,271]
["72070","Hirschau",-16,9.26,190,221,245,269]
["07927","Hirschberg",-18,7.71,213,246,270,294]
["09526","Hirschberg",-16,7.71,213,246,270,294]
["69493","Hirschberg",-12,9.5500000000000007,186,216,240.5,265]
["18311","Hirschburg",-10,9.0399999999999991,196,226,253.5,281]
["98678","Hirschendorf",-16,7.71,213,246,270,294]
["04932","Hirschfeld",-16,9.3699999999999992,188,218,242.5,267]
["37235","Hirschhagen",-14,9.73,183,216,240.5,265]
["57635","Hirzbach",-14,8.4700000000000006,205,240,267.5,295]
["63697","Hirzenhain",-14,9.5500000000000007,186,216,240.5,265]
["21522","Hittbergen",-12,9.2200000000000006,192,225,253.5,282]
["39279","Hobeck",-14,9.3000000000000007,189,219,245,271]
["88348","Hochberg",-14,9.26,190,221,245,269]
["71686","Hochdorf",-14,9.26,190,221,245,269]
["71735","Hochdorf",-14,9.26,190,221,245,269]
["72202","Hochdorf",-16,9.26,190,221,245,269]
["72297","Hochdorf",-16,9.26,190,221,245,269]
["73269","Hochdorf",-16,9.26,190,221,245,269]
["88454","Hochdorf",-16,9.26,190,221,245,269]
["72151","Hochdorf bei Horb / Neckar",-16,9.26,190,221,245,269]
["79862","Höchenschwand",-16,9.26,190,221,245,269]
["02627","Hochkirch",-16,8.68,197,227,251,275]
["41363","Hochneukirch",-10,10.66,170,202,230,258]
["64739","Höchst",-14,9.5500000000000007,186,216,240.5,265]
["95186","Höchstädt",-18,6.95,226,258,280.5,303]
["76351","Hochstetten",-12,10.86,169,197,221,245]
["79206","Hochstetten",-12,10.86,169,197,221,245]
["55606","Hochstetten-Dhaun",-14,9.36,186,219,245,271]
["86163","Hochzoll",-16,10.24,200,230,254,278]
["68766","Hockenheim",-12,10.86,169,197,221,245]
["88662","Hödingen (Überlingen)",-12,9.7100000000000009,186,214,237.5,261]
["56472","Hof",-14,8.4700000000000006,205,240,267.5,295]
["950..","Hof, Saale",-18,6.95,226,258,280.5,303]
["36145","Hofbieber",-16,9.73,183,216,240.5,265]
["84152","Hofdorf",-18,8.76,194,222,244.5,267]
["90431","Höfen",-16,9.2200000000000006,192,220,243.5,267]
["92342","Höfen",-16,9.2200000000000006,192,220,243.5,267]
["75339","Höfen",-16,9.26,190,221,245,269]
["74889","Hoffenheim",-12,9.26,190,221,245,269]
["51503","Hoffnungsthal",-12,8.4700000000000006,205,240,267.5,295]
["34369","Hofgeismar",-14,9.73,183,216,240.5,265]
["04668","Höfgen",-14,9.3699999999999992,188,218,242.5,267]
["65719","Hofheim",-12,8.4700000000000006,205,240,267.5,295]
["97461","Hofheim / Unterfr.",-14,9.5500000000000007,186,216,240.5,265]
["71229","Höfingen",-14,9.26,190,221,245,269]
["84082","Hofkirchen",-18,8.76,194,222,244.5,267]
["94544","Hofkirchen",-18,8.76,194,222,244.5,267]
["86928","Hofstetten",-16,7.42,217,249,272.5,296]
["86928","Hofstetten",-16,7.42,217,249,272.5,296]
["77749","Hofweier",-12,10.86,169,197,221,245]
["77749","Hohberg",-12,10.86,169,197,221,245]
["04808","Hohburg",-14,9.3699999999999992,188,218,242.5,267]
["38700","Hohegeiß",-16,9.3000000000000007,189,219,245,271]
["16540","Hohen Neuendorf",-14,9.14,194,221,246.5,272]
["23996","Hohen Viecheln",-12,8.89,197,227,255,283]
["83670","Hohenbirken",-14,7.01,227,260,283,306]
["18445","Hohendorf",-10,9.0399999999999991,196,226,253.5,281]
["31185","Hoheneggelsen",-14,9.44,187,220,247.5,275]
["16306","Hohenfelde ",-14,9.14,194,221,246.5,272]
["73666","Hohengehren",-14,9.26,190,221,245,269]
["31249","Hohenhameln",-14,9.44,187,220,247.5,275]
["74420","Hohenhardtsweiler",-16,9.26,190,221,245,269]
["74343","Hohenhaslach",-12,9.26,190,221,245,269]
["04448","Hohenheida",-14,9.3699999999999992,188,218,242.5,267]
["26434","Hohenkirchen",-10,9.93,181,215,245.5,276]
["07958","Hohenleiben",-16,8.43,202,233,258.5,284]
["04934","Hohenleipisch",-16,9.3699999999999992,188,218,242.5,267]
["58119","Hohenlimburg",-12,8.4700000000000006,205,240,267.5,295]
["06773","Hohenlubast",-14,9.3699999999999992,188,218,242.5,267]
["89537","Hohenmemmingen",-16,10.24,200,230,254,278]
["82383","Hohenpeißenberg",-16,7.42,217,249,272.5,296]
["82335","Höhenrain",-16,7.42,217,249,272.5,296]
["86637","Hohenreichen",-16,10.24,200,230,254,278]
["16307","Hohenreinkendorf",-14,9.14,194,221,246.5,272]
["36284","Hohenroda",-14,9.73,183,216,240.5,265]
["16248","Hohensaaten",-14,9.14,194,221,246.5,272]
["82069","Hohenschäftlarn",-16,7.42,217,249,272.5,296]
["87645","Hohenschwangau",-18,7.42,217,249,272.5,296]
["73453","Hohenstadt",-16,9.26,190,221,245,269]
["65329","Hohenstein",-14,8.4700000000000006,205,240,267.5,295]
["72531","Hohenstein",-18,9.26,190,221,245,269]
["09337","Hohenstein-Ernstthal",-14,8.43,202,233,258.5,284]
["79801","Hohentengen",-12,9.26,190,221,245,269]
["88367","Hohentengen",-14,9.26,190,221,245,269]
["83104","Hohenthann",-16,7.01,227,260,283,306]
["75181","Hohenwart",-14,9.26,190,221,245,269]
["93480","Hohenwarth",-18,8.76,194,222,244.5,267]
["39291","Hohenwarthe",-14,9.3000000000000007,189,219,245,271]
["06179","Hohenweiden",-14,9.3699999999999992,188,218,242.5,267]
["24594","Hohenwestedt",-12,8.51,204,239,269.5,300]
["01561","Hohndorf",-16,9.2899999999999991,189,219,242.5,266]
["07985","Hohndorf",-16,8.43,202,233,258.5,284]
["09434","Hohndorf",-14,7.71,213,246,270,294]
["29362","Hohne",-14,9.44,187,220,247.5,275]
["31559","Hohnhorst",-14,9.44,187,220,247.5,275]
["77694","Hohnhurst",-12,10.86,169,197,221,245]
["06179","Höhnstedt",-14,9.3699999999999992,188,218,242.5,267]
["42655","Höhscheid",-12,10.66,170,202,230,258]
["41469","Hoisten",-10,10.66,170,202,230,258]
["49451","Holdorf",-12,9.44,187,220,247.5,275]
["49584","Hollenstede",-12,9.44,187,220,247.5,275]
["37154","Hollenstedt",-16,9.73,183,216,240.5,265]
["21279","Hollenstedt",-12,9.2200000000000006,192,225,253.5,282]
["83098","Höllenstein",-18,7.01,227,260,283,306]
["53940","Hollerath",-14,8.4700000000000006,205,240,267.5,295]
["21723","Hollern-Twielenfleth",-10,9.2200000000000006,192,225,253.5,282]
["96142","Hollfeld",-16,9.0299999999999994,194,223,247,271]
["32257","Holsen",-12,9.73,183,216,240.5,265]
["41069","Holt ",-10,10.66,170,202,230,258]
["46147","Holten",-10,10.66,170,202,230,258]
["31787","Holtensen",-12,9.44,187,220,247.5,275]
["26629","Holtrop",-10,9.93,181,215,245.5,276]
["41363","Holz",-12,10.66,170,202,230,258]
["66265","Holz",-12,9.36,191,223,248.5,274]
["56379","Holzappel",-12,8.4700000000000006,205,240,267.5,295]
["09623","Holzau",-16,7.71,213,246,270,294]
["75365","Holzbronn",-14,9.26,190,221,245,269]
["06926","Holzdorf",-16,9.3699999999999992,188,218,242.5,267]
["72805","Holzelfingen",-18,9.26,190,221,245,269]
["37632","Holzen",-14,9.73,183,216,240.5,265]
["79400","Holzen",-12,10.86,169,197,221,245]
["71088","Holzgerlingen",-16,9.26,190,221,245,269]
["32457","Holzhausen",-12,9.73,183,216,240.5,265]
["35753","Holzhausen",-14,9.73,183,216,240.5,265]
["77866","Holzhausen",-12,10.86,169,197,221,245]
["79232","Holzhausen",-12,10.86,169,197,221,245]
["04454","Holzhausen",-14,9.3699999999999992,188,218,242.5,267]
["86919","Holzhausen a. Ammersee",-16,7.42,217,249,272.5,296]
["32805","Holzhausen-Externsteine",-14,9.73,183,216,240.5,265]
["89438","Holzheim",-16,10.24,200,230,254,278]
["41472","Holzheim",-10,10.66,170,202,230,258]
["90453","Holzheim",-16,9.2200000000000006,192,220,243.5,267]
["83607","Holzkirchen ",-18,7.01,227,260,283,306]
["73271","Holzmaden",-16,9.26,190,221,245,269]
["37603","Holzminden",-12,9.73,183,216,240.5,265]
["53501","Holzweiler",-14,8.4700000000000006,205,240,267.5,295]
["06808","Holzweißig",-14,9.3699999999999992,188,218,242.5,267]
["59439","Holzwickede",-12,8.4700000000000006,205,240,267.5,295]
["34576","Homberg",-14,9.73,183,216,240.5,265]
["67744","Homberg",-14,9.36,191,223,248.5,274]
["47...","Homberg / Niederrh.",-10,10.66,170,202,230,258]
["40882","Homberg-Meiersberg",-10,10.66,170,202,230,258]
["44227","Hombruch",-12,10.66,170,202,230,258]
["66424","Homburg / Saar",-12,9.36,191,223,248.5,274]
["31177","Hönnersum",-14,9.44,187,220,247.5,275]
["15366","Hönow",-14,9.1,192,221,244.5,268]
["59737","Honrath",-12,8.4700000000000006,205,240,267.5,295]
["44869","Höntrop",-12,10.66,170,202,230,258]
["66606","Hoof",-12,9.36,191,223,248.5,274]
["49846","Hoogstede",-10,9.44,187,220,247.5,275]
["72172","Hopfau",-16,9.26,190,221,245,269]
["71711","Höpfigheim",-12,9.26,190,221,245,269]
["74746","Höpfingen",-14,9.26,190,221,245,269]
["14641","Hoppenrade",-14,9.1999999999999993,190,220,244,268]
["48496","Hopsten",-12,9.44,187,220,247.5,275]
["72160","Horb",-16,9.26,190,221,245,269]
["56412","Horbach",-12,8.4700000000000006,205,240,267.5,295]
["35745","Hörbach",-14,9.73,183,216,240.5,265]
["79289","Horben",-16,9.26,190,221,245,269]
["76771","Hördt",-12,10.86,169,197,221,245]
["88477","Hörenhausen",-16,9.26,190,221,245,269]
["86497","Horgau",-16,10.24,200,230,254,278]
["88263","Horgenzell",-14,9.26,190,221,245,269]
["85413","Hörgertshausen",-16,9.07,190,218,241.5,265]
["79793","Horheim",-12,9.26,190,221,245,269]
["74417","Horlachen",-16,9.26,190,221,245,269]
["01986","Hörlitz",-16,9.2899999999999991,189,219,242.5,266]
["32805","Horn-Bad Meinberg",-14,9.73,183,216,240.5,265]
["02763","Hörnitz",-16,8.68,197,227,251,275]
["03130","Hornow",-16,9.1,192,221,244.5,268]
["71665","Horrheim",-14,9.26,190,221,245,269]
["55457","Horrweiler",-12,9.36,186,219,245,271]
["96231","Horsdorf",-16,9.0299999999999994,194,223,247,271]
["99976","Horsmar",-16,8.43,202,233,258.5,284]
["45899","Horst",-10,10.66,170,202,230,258]
["21220","Horst",-12,9.2200000000000006,192,225,253.5,282]
["06785","Horstdorf",-14,9.3699999999999992,188,218,242.5,267]
["63755","Hörstein",-12,9.5500000000000007,186,216,240.5,265]
["48477","Hörstel",-12,9.44,187,220,247.5,275]
["63768","Hösbach",-14,9.5500000000000007,186,216,240.5,265]
["01996","Hosena",-16,9.2899999999999991,189,219,242.5,266]
["88374","Hoßkirch",-14,9.26,190,221,245,269]
["88374","Hoßkirch",-14,9.26,190,221,245,269]
["73663","Hößlinswart",-14,9.26,190,221,245,269]
["79736","Hottingen",-14,9.26,190,221,245,269]
["53902","Houverath",-14,8.4700000000000006,205,240,267.5,295]
["33161","Hövelhof",-12,9.73,183,216,240.5,265]
["37671","Höxter",-12,9.73,183,216,240.5,265]
["27318","Hoyerhagen",-12,9.4,190,223,252,281]
["31093","Hoyershausen",-14,9.44,187,220,247.5,275]
["02977","Hoyerswerda",-16,8.68,197,227,251,275]
["06308","Hübitz",-14,9.3699999999999992,188,218,242.5,267]
["75181","Huchenfeld",-14,9.26,190,221,245,269]
["32609","Huchzen",-12,9.73,183,216,240.5,265]
["41836","Hückelhoven",-10,10.66,170,202,230,258]
["47259","Huckingen",-10,10.66,170,202,230,258]
["31177","Hüddessum",-14,9.44,187,220,247.5,275]
["27798","Hude",-12,9.4,190,223,252,281]
["74928","Hüffenhardt",-12,9.26,190,221,245,269]
["78183","Hüfingen",-16,9.26,190,221,245,269]
["76549","Hügelsheim",-12,10.86,169,197,221,245]
["82386","Huglfing",-16,7.42,217,249,272.5,296]
["79232","Hugstetten",-12,10.86,169,197,221,245]
["77933","Hugsweier",-12,10.86,169,197,221,245]
["47551","Huisberden",-10,10.66,170,202,230,258]
["72584","Hülben",-16,9.26,190,221,245,269]
["32609","Hüllhorst",-12,9.73,183,216,240.5,265]
["31867","Hülsede",-14,9.44,187,220,247.5,275]
["66773","Hülzweiler",-12,9.36,191,223,248.5,274]
["32676","Hummersen",-14,9.73,183,216,240.5,265]
["98634","Hümpfershausen",-16,7.71,213,246,270,294]
["94336","Hunderdorf",-18,8.76,194,222,244.5,267]
["88518","Hundersingen",-14,9.26,190,221,245,269]
["67749","Hundheim",-14,9.36,191,223,248.5,274]
["97900","Hundheim",-14,9.5500000000000007,186,216,240.5,265]
["39343","Hundisburg",-14,9.3000000000000007,189,219,245,271]
["36088","Hünfeld",-14,9.73,183,216,240.5,265]
["35410","Hungen",-12,9.73,183,216,240.5,265]
["65510","Hünstetten",-14,8.4700000000000006,205,240,267.5,295]
["46569","Hünxe",-10,10.66,170,202,230,258]
["54518","Hupperath",-14,9.36,186,219,245,271]
["52393","Hürtgenwald",-14,10.24,176,211,239.5,268]
["52393","Hürtgenwald-Gey",-14,10.24,176,211,239.5,268]
["50354","Hürth",-10,10.66,170,202,230,258]
["24850","Hüsby",-12,8.51,204,239,269.5,300]
["39579","Hüselitz",-14,9.3000000000000007,189,219,245,271]
["31632","Husum",-12,9.44,187,220,247.5,275]
["25813","Husum / Nordsee",-10,8.51,204,239,269.5,300]
["66882","Hütschenhausen",-12,9.36,191,223,248.5,274]
["35625","Hüttenberg",-14,9.73,183,216,240.5,265]
["76661","Huttenheim",-12,10.86,169,197,221,245]
["84152","Hüttenkofen",-18,8.76,194,222,244.5,267]
["38889","Hüttenrode",-16,9.3000000000000007,189,219,245,271]
["54636","Hüttingen/Kyll",-14,9.36,186,219,245,271]
["73460","Hüttlingen",-16,9.26,190,221,245,269]
["36110","Hutzdorf",-14,9.73,183,216,240.5,265]
["29646","Hützel",-14,9.44,187,220,247.5,275]
["79837","Ibach-Mutterslehen",-16,9.26,190,221,245,269]
["4947.","Ibbenbüren",-12,9.44,187,220,247.5,275]
["89335","Ichenhausen",-16,10.24,200,230,254,278]
["77743","Ichenheim",-12,10.86,169,197,221,245]
["99334","Ichtershausen",-14,8.43,202,233,258.5,284]
["55743","Idar-Oberstein",-12,9.36,186,219,245,271]
["65510","Idstein",-14,8.4700000000000006,205,240,267.5,295]
["76473","Iffezheim",-12,10.86,169,197,221,245]
["91338","Igensdorf",-16,9.2200000000000006,192,220,243.5,267]
["97999","Igersheim",-16,9.5500000000000007,186,216,240.5,265]
["67471","Iggelbach",-12,9.36,191,223,248.5,274]
["94547","Iggensbach",-18,8.76,194,222,244.5,267]
["73574","Iggingen",-16,9.26,190,221,245,269]
["86859","Igling",-16,7.42,217,249,272.5,296]
["72160","Ihlingen",-16,9.26,190,221,245,269]
["79241","Ihringen",-12,10.86,169,197,221,245]
["93346","Ihrlerstein",-16,8.76,194,222,244.5,267]
["38723","Ildehausen",-16,9.3000000000000007,189,219,245,271]
["99958","Illeben",-14,8.43,202,233,258.5,284]
["89269","Illerberg",-16,10.24,200,230,254,278]
["89281","Illereichen",-16,10.24,200,230,254,278]
["89171","Illerkirchberg",-16,10.24,200,230,254,278]
["89186","Illerrieden",-16,10.24,200,230,254,278]
["89257","Illertissen",-16,10.24,200,230,254,278]
["76477","Illingen",-12,10.86,169,197,221,245]
["75428","Illingen",-14,9.26,190,221,245,269]
["88636","Illmensee",-14,9.26,190,221,245,269]
["98693","Ilmenau",-16,7.71,213,246,270,294]
["99326","Ilmtal",-14,8.43,202,233,258.5,284]
["31241","Ilsede",-14,9.44,187,220,247.5,275]
["38871","Ilsenburg",-16,9.3000000000000007,189,219,245,271]
["74360","Ilsfeld",-12,9.26,190,221,245,269]
["74532","Ilshofen",-16,9.26,190,221,245,269]
["68549","Ilvesheim",-12,10.86,169,197,221,245]
["78194","Immendingen",-16,9.26,190,221,245,269]
["56077","Immendorf",-12,8.4700000000000006,205,240,267.5,295]
["34376","Immenhausen",-14,9.73,183,216,240.5,265]
["72127","Immenhausen",-16,9.26,190,221,245,269]
["73463","Immenhofen",-16,9.26,190,221,245,269]
["95505","Immenreuth",-18,6.95,226,258,280.5,303]
["31275","Immensen",-14,9.44,187,220,247.5,275]
["88090","Immenstaad",-12,9.7100000000000009,186,214,237.5,261]
["87509","Immenstadt",-18,7.42,217,249,272.5,296]
["72534","Indelhausen",-16,9.26,190,221,245,269]
["94428","Indersbach",-16,8.76,194,222,244.5,267]
["74653","Ingelfingen",-14,9.26,190,221,245,269]
["55218","Ingelheim",-12,9.36,186,219,245,271]
["88456","Ingoldingen",-16,9.26,190,221,245,269]
["850..","Ingolstadt",-16,9.07,190,218,241.5,265]
["35410","Inheiden",-12,9.73,183,216,240.5,265]
["72513","Inneringen",-16,9.26,190,221,245,269]
["94548","Innernzell",-18,8.76,194,222,244.5,267]
["24613","Innien",-12,8.51,204,239,269.5,300]
["98599","Inselsberg",-16,7.71,213,246,270,294]
["53520","Insul",-14,8.4700000000000006,205,240,267.5,295]
["72514","Inzigkofen",-14,9.26,190,221,245,269]
["97258","Ippesheim",-16,9.5500000000000007,186,216,240.5,265]
["91472","Ipsheim",-16,9.2200000000000006,192,220,243.5,267]
["75446","Iptingen",-14,9.26,190,221,245,269]
["08485","Irfersgrün",-16,8.43,202,233,258.5,284]
["85049","Irgertsheim",-16,9.07,190,218,241.5,265]
["52388","Irresheim",-12,10.24,176,211,239.5,268]
["83737","Irschenberg",-18,7.01,227,260,283,306]
["39167","Irxleben",-14,9.3000000000000007,189,219,245,271]
["5863.","Iserlohn",-12,8.4700000000000006,205,240,267.5,295]
["30916","Isernhagen",-14,9.44,187,220,247.5,275]
["85737","Ismaning",-16,9.07,190,218,241.5,265]
["88316","Isny",-16,9.26,190,221,245,269]
["75228","Ispringen",-14,9.26,190,221,245,269]
["54338","Issel",-10,9.36,186,219,245,271]
["65558","Isselbach",-14,8.4700000000000006,205,240,267.5,295]
["46419","Isselburg",-10,10.66,170,202,230,258]
["47661","Issum",-10,10.66,170,202,230,258]
["88677","Ittendorf",-12,9.26,190,221,245,269]
["49847","Itterbeck",-10,9.44,187,220,247.5,275]
["76307","Ittersbach",-14,9.26,190,221,245,269]
["88048","Ittingen",-12,9.7100000000000009,186,214,237.5,261]
["88515","Ittingen",-16,9.26,190,221,245,269]
["74930","Ittlingen",-14,9.26,190,221,245,269]
["25524","Izehoe",-12,8.51,204,239,269.5,300]
["15236","Jacobsdorf",-16,9.1,192,221,244.5,268]
["26349","Jade",-10,9.93,181,215,245.5,276]
["07768","Jägersdorf",-14,8.43,202,233,258.5,284]
["74249","Jagsthausen",-14,9.26,190,221,245,269]
["73489","Jagstzell",-16,9.26,190,221,245,269]
["37688","Jakobsberg",-14,9.73,183,216,240.5,265]
["03130","Jämlitz",-16,9.1,192,221,244.5,268]
["02906","Jänkendorf",-16,8.68,197,227,251,275]
["01945","Jannowitz",-16,9.2899999999999991,189,219,242.5,266]
["17126","Jarmen",-12,8.7200000000000006,197,227,255,283]
["73035","Jebenhausen",-16,9.26,190,221,245,269]
["79361","Jechtingen",-12,10.86,169,197,221,245]
["89257","Jedesheim",-16,10.24,200,230,254,278]
["0774.","Jena",-14,8.43,202,233,258.5,284]
["39319","Jerichow",-14,9.3000000000000007,189,219,245,271]
["03159","Jerischke",-16,9.1,192,221,244.5,268]
["04838","Jesewitz",-14,9.3699999999999992,188,218,242.5,267]
["73230","Jesingen",-16,9.26,190,221,245,269]
["01689","Jessen",-16,9.2899999999999991,189,219,242.5,266]
["02699","Jeßnitz",-16,8.68,197,227,251,275]
["04720","Jeßnitz",-14,9.3699999999999992,188,218,242.5,267]
["21266","Jesteburg",-12,9.2200000000000006,192,225,253.5,282]
["98708","Jesuborn",-16,7.71,213,246,270,294]
["72127","Jettenburg",-16,9.26,190,221,245,269]
["71131","Jettingen",-16,9.26,190,221,245,269]
["89343","Jettingen-Scheppach",-16,10.24,200,230,254,278]
["08543","Jocketa",-16,7.71,213,246,270,294]
["08349","Johanngeorgenstadt",-18,7.71,213,246,270,294]
["96328","Johannisthal",-16,9.0299999999999994,194,223,247,271]
["75045","Jöhlingen",-12,9.26,190,221,245,269]
["01768","Johnsbach",-16,9.2899999999999991,189,219,242.5,266]
["33739","Jöllenbeck",-12,9.73,183,216,240.5,265]
["02796","Jonsdorf",-16,8.68,197,227,251,275]
["41363","Jüchen",-10,10.66,170,202,230,258]
["37127","Jühnde",-14,9.73,183,216,240.5,265]
["52428","Jülich",-12,10.24,176,211,239.5,268]
["72417","Jungingen",-18,9.26,190,221,245,269]
["54584","Jünkerath",-14,9.36,186,219,245,271]
["17214","Jürgenshof",-12,8.7200000000000006,197,227,255,283]
["17153","Jürgenstorf",-14,8.7200000000000006,197,227,255,283]
["14913","Jüterbog",-14,9.1999999999999993,190,220,244,268]
["37345","Jützenbach",-16,9.73,183,216,240.5,265]
["41564","Kaarst",-10,10.66,170,202,230,258]
["79790","Kadelburg",-12,9.26,190,221,245,269]
["89284","Kadeltshofen",-16,10.24,200,230,254,278]
["56337","Kadenbach",-12,8.4700000000000006,205,240,267.5,295]
["04668","Kaditzsch",-14,9.3699999999999992,188,218,242.5,267]
["63796","Kahl am Main",-12,9.5500000000000007,186,216,240.5,265]
["72479","Kaiseringen",-16,9.26,190,221,245,269]
["73667","Kaisersbach",-16,9.26,190,221,245,269]
["56759","Kaisersesch",-14,8.4700000000000006,205,240,267.5,295]
["676..","Kaiserslautern",-12,9.36,191,223,248.5,274]
["86687","Kaisheim",-16,10.24,200,230,254,278]
["06785","Kakau",-14,9.3699999999999992,188,218,242.5,267]
["60437","Kalbach",-12,10.37,176,205,228.5,252]
["36148","Kalbach",-14,9.73,183,216,240.5,265]
["91720","Kalbensteinberg",-16,9.2200000000000006,192,220,243.5,267]
["63755","Kälberau",-12,9.5500000000000007,186,216,240.5,265]
["90562","Kalchreuth",-16,9.2200000000000006,192,220,243.5,267]
["23942","Kalkhorst",-10,8.89,197,227,255,283]
["78355","Kalkofen",-14,9.7100000000000009,186,214,237.5,261]
["88356","Kalkreute",-14,9.26,190,221,245,269]
["01561","Kalkreuth",-16,9.2899999999999991,189,219,242.5,266]
["53925","Kall",-14,8.4700000000000006,205,240,267.5,295]
["32689","Kalldorf ",-12,9.73,183,216,240.5,265]
["59602","Kallenhardt",-14,8.4700000000000006,205,240,267.5,295]
["32689","Kalletal",-14,9.73,183,216,240.5,265]
["56294","Kalt",-14,8.4700000000000006,205,240,267.5,295]
["82269","Kaltenberg",-16,7.42,217,249,272.5,296]
["82269","Kalteneck",-16,7.42,217,249,272.5,296]
["87662","Kaltental",-16,7.42,217,249,272.5,296]
["98634","Kaltenwestheim",-16,7.71,213,246,270,294]
["52156","Kalterherberg ",-14,10.24,176,211,239.5,268]
["09661","Kaltofen",-14,8.43,202,233,258.5,284]
["59174","Kamen / Westf.",-12,8.4700000000000006,205,240,267.5,295]
["01917","Kamenz",-16,9.2899999999999991,189,219,242.5,266]
["39524","Kamern",-14,9.3000000000000007,189,219,245,271]
["04886","Kamitz",-16,9.3699999999999992,188,218,242.5,267]
["83278","Kammer",-16,7.01,227,260,283,306]
["91126","Kammerstein",-16,9.2200000000000006,192,220,243.5,267]
["26169","Kampe",-12,9.93,181,215,245.5,276]
["75236","Kämpfelbach",-14,9.26,190,221,245,269]
["47475","Kamp-Lintfort",-10,10.66,170,202,230,258]
["18516","Kandelin",-12,9.0399999999999991,196,226,253.5,281]
["79400","Kandern",-14,10.86,169,197,221,245]
["79400","Kandern",-14,10.86,169,197,221,245]
["18299","Kankel",-12,9.0399999999999991,196,226,253.5,281]
["88422","Kanzach",-14,9.26,190,221,245,269]
["41516","Kapellen",-10,10.66,170,202,230,258]
["99510","Kapellendorf",-14,8.43,202,233,258.5,284]
["75339","Kapfenhardt",-14,9.26,190,221,245,269]
["84186","Kapfing",-16,8.76,194,222,244.5,267]
["77966","Kappel",-12,10.86,169,197,221,245]
["91355","Kappel",-16,9.2200000000000006,192,220,243.5,267]
["79853","Kappel",-18,9.26,190,221,245,269]
["88263","Kappel",-14,9.26,190,221,245,269]
["24376","Kappeln",-10,8.51,204,239,269.5,300]
["77876","Kappelrodeck",-14,10.86,169,197,221,245]
["61184","Karben",-12,9.73,183,216,240.5,265]
["52525","Karken",-10,10.24,176,211,239.5,268]
["76307","Karlsbad",-14,9.26,190,221,245,269]
["17495","Karlsburg",-12,8.7200000000000006,197,227,255,283]
["76689","Karlsdorf",-12,10.86,169,197,221,245]
["17449","Karlshagen",-12,8.7200000000000006,197,227,255,283]
["27442","Karlshöfen",-12,9.4,190,223,252,281]
["86668","Karlshuld",-16,10.24,200,230,254,278]
["76...","Karlsruhe",-12,10.86,169,197,221,245]
["97753","Karlstadt",-14,9.5500000000000007,186,216,240.5,265]
["23966","Karow",-10,8.89,197,227,255,283]
["94094","Karpfham",-16,8.76,194,222,244.5,267]
["17498","Karrendorf",-12,8.7200000000000006,197,227,255,283]
["17440","Karrin",-12,8.7200000000000006,197,227,255,283]
["79618","Karsau",-12,9.26,190,221,245,269]
["19357","Karstädt",-14,8.89,197,227,255,283]
["341..","Kassel",-12,9.73,183,216,240.5,265]
["95506","Kastl",-16,6.95,226,258,280.5,303]
["92280","Kastl",-16,9.2200000000000006,192,220,243.5,267]
["84556","Kastl",-16,8.76,194,222,244.5,267]
["31311","Katensen",-14,9.44,187,220,247.5,275]
["37191","Katlenburg",-16,9.73,183,216,240.5,265]
["49536","Kattenvenne",-14,9.44,187,220,247.5,275]
["04749","Kattwitz",-14,9.3699999999999992,188,218,242.5,267]
["35630","Katzenfurt",-14,9.73,183,216,240.5,265]
["79297","Katzenmoos",-16,9.26,190,221,245,269]
["17509","Katzow",-12,8.7200000000000006,197,227,255,283]
["04886","Kaucklitz",-16,9.3699999999999992,188,218,242.5,267]
["06231","Kauern",-14,9.3699999999999992,188,218,242.5,267]
["87600","Kaufbeuren",-16,7.42,217,249,272.5,296]
["86916","Kaufering",-16,7.42,217,249,272.5,296]
["71083","Kayh",-16,9.26,190,221,245,269]
["18513","Keffenbrink",-12,9.0399999999999991,196,226,253.5,281]
["77694","Kehl",-12,10.86,169,197,221,245]
["88074","Kehlen",-14,9.7100000000000009,186,214,237.5,261]
["65779","Kelkheim",-14,8.4700000000000006,205,240,267.5,295]
["89293","Kellmünz",-16,10.24,200,230,254,278]
["65451","Kelsterbach",-14,10.86,169,197,221,245]
["75210","Keltern",-14,9.26,190,221,245,269]
["06901","Kemberg",-14,9.3699999999999992,188,218,242.5,267]
["88212","Kemmerlang",-14,9.7100000000000009,186,214,237.5,261]
["73760","Kemnat",-14,9.26,190,221,245,269]
["95478","Kemnath",-16,6.95,226,258,280.5,303]
["17509","Kemnitz",-12,8.7200000000000006,197,227,255,283]
["08538","Kemnitz",-18,7.71,213,246,270,294]
["17509","Kemnitzerhagen",-12,8.7200000000000006,197,227,255,283]
["56746","Kempenich",-14,8.4700000000000006,205,240,267.5,295]
["8743.","Kempten / Allgäu",-16,7.42,217,249,272.5,296]
["54344","Kenn",-10,9.36,186,219,245,271]
["79341","Kenzingen",-12,10.86,169,197,221,245]
["47647","Kerken",-10,10.66,170,202,230,258]
["03172","Kerkwitz",-16,9.1,192,221,244.5,268]
["71394","Kernen",-14,9.26,190,221,245,269]
["50171","Kerpen",-12,10.66,170,202,230,258]
["54589","Kerschenbach",-14,9.36,186,219,245,271]
["08373","Kertzsch",-14,8.43,202,233,258.5,284]
["16845","Kerzlin",-14,9.14,194,221,246.5,272]
["65510","Kesselbach",-14,8.4700000000000006,205,240,267.5,295]
["52152","Kesternich",-14,10.24,176,211,239.5,268]
["36325","Kestrich",-14,9.73,183,216,240.5,265]
["68775","Ketsch",-12,10.86,169,197,221,245]
["72501","Kettenacker",-16,9.26,190,221,245,269]
["49577","Kettenkamp",-12,9.44,187,220,247.5,275]
["86498","Kettershausen",-16,10.24,200,230,254,278]
["14669","Ketzin",-14,9.1999999999999993,190,220,244,268]
["99713","Keula",-14,8.43,202,233,258.5,284]
["47623","Kevelaer",-10,10.66,170,202,230,258]
["89407","Kicklingen",-16,10.24,200,230,254,278]
["72108","Kiebingen",-16,9.26,190,221,245,269]
["04720","Kiebitz",-14,9.3699999999999992,188,218,242.5,267]
["04720","Kiebitz",-14,9.3699999999999992,188,218,242.5,267]
["03058","Kiekebusch",-16,9.1,192,221,244.5,268]
["241..","Kiel",-10,8.51,204,239,269.5,300]
["02899","Kiesdorf",-16,8.68,197,227,251,275]
["36460","Kieselbach",-16,9.73,183,216,240.5,265]
["75249","Kieselbronn",-14,9.26,190,221,245,269]
["72072","Kilchberg",-16,9.26,190,221,245,269]
["61137","Kilianstädten",-12,9.73,183,216,240.5,265]
["73667","Killenhof",-16,9.26,190,221,245,269]
["72393","Killer",-18,9.26,190,221,245,269]
["87452","Kimratshofen",-16,7.42,217,249,272.5,296]
["48159","Kinderhaus",-12,9.44,187,220,247.5,275]
["66862","Kindsbach",-12,9.36,191,223,248.5,274]
["52249","Kinzweiler",-12,10.24,176,211,239.5,268]
["77971","Kippenheim",-12,10.86,169,197,221,245]
["74912","Kirchardt",-14,9.26,190,221,245,269]
["88486","Kirchberg",-16,9.26,190,221,245,269]
["08107","Kirchberg / Sachsen",-16,8.43,202,233,258.5,284]
["74592","Kirchberg a.d. Jagst",-16,9.26,190,221,245,269]
["71737","Kirchberg an der Murr",-14,9.26,190,221,245,269]
["29664","Kirchboitzen",-12,9.44,187,220,247.5,275]
["37619","Kirchbrak",-14,9.73,183,216,240.5,265]
["93348","Kirchdorf",-18,8.76,194,222,244.5,267]
["78086","Kirchdorf",-18,9.26,190,221,245,269]
["88457","Kirchdorf",-16,9.26,190,221,245,269]
["94261","Kirchdorf i. Wald",-18,8.76,194,222,244.5,267]
["91356","Kirchehrenbach",-16,9.2200000000000006,192,220,243.5,267]
["57548","Kirchen",-12,8.4700000000000006,205,240,267.5,295]
["95158","Kirchenlamitz",-18,6.95,226,258,280.5,303]
["91241","Kirchensittenbach",-16,9.2200000000000006,192,220,243.5,267]
["72138","Kirchentellinsfurt",-16,9.26,190,221,245,269]
["91281","Kirchenthumbach",-16,9.2200000000000006,192,220,243.5,267]
["21394","Kirchgellersen",-12,9.2200000000000006,192,225,253.5,282]
["99334","Kirchheim",-14,8.43,202,233,258.5,284]
["73230","Kirchheim / Teck",-16,9.26,190,221,245,269]
["74366","Kirchheim am Neckar",-12,9.26,190,221,245,269]
["67292","Kirchheimbolanden",-12,9.36,191,223,248.5,274]
["46244","Kirchhellen",-10,10.7,170,202,230,258]
["50181","Kirchherten",-12,10.66,170,202,230,258]
["79238","Kirchhofen",-14,10.86,169,197,221,245]
["52525","Kirchhoven",-10,10.24,176,211,239.5,268]
["32278","Kirchlengern",-12,9.73,183,216,240.5,265]
["27308","Kirchlinteln",-12,9.4,190,223,252,281]
["27412","Kirchtimke",-12,9.4,190,223,252,281]
["57368","Kirchveischede",-14,8.4700000000000006,205,240,267.5,295]
["56729","Kirchwald",-14,8.4700000000000006,205,240,267.5,295]
["21037","Kirchwerder",-12,9.2200000000000006,192,225,253.5,282]
["79199","Kirchzarten",-16,9.26,190,221,245,269]
["77756","Kirnbach",-16,9.26,190,221,245,269]
["68753","Kirrlach",-12,10.86,169,197,221,245]
["64646","Kirschhausen",-14,9.5500000000000007,186,216,240.5,265]
["07919","Kirschkau",-16,7.71,213,246,270,294]
["86438","Kissing",-16,10.24,200,230,254,278]
["04460","Kitzen",-14,9.3699999999999992,188,218,242.5,267]
["97318","Kitzingen",-14,9.5500000000000007,186,216,240.5,265]
["04567","Kitzscher",-14,9.3699999999999992,188,218,242.5,267]
["39579","Kläden",-14,9.3000000000000007,189,219,245,271]
["17087","Klatzow",-14,8.7200000000000006,197,227,255,283]
["18445","Klausdorf",-10,9.0399999999999991,196,226,253.5,281]
["16766","Klein - Ziethen",-14,9.14,194,221,246.5,272]
["31789","Klein Berkel",-12,9.44,187,220,247.5,275]
["31171","Klein Escherde",-14,9.44,187,220,247.5,275]
["19348","Klein Gottschow",-14,8.89,197,227,255,283]
["85293","Klein Gurnibach",-16,9.07,190,218,241.5,265]
["15746","Klein Köris",-14,9.1,192,221,244.5,268]
["37130","Klein Legden",-16,9.73,183,216,240.5,265]
["37130","Klein Lengden",-16,9.73,183,216,240.5,265]
["31319","Klein Lobke",-14,9.44,187,220,247.5,275]
["03130","Klein Loitz",-16,9.1,192,221,244.5,268]
["18445","Klein Mohrdorf",-10,9.0399999999999991,196,226,253.5,281]
["23948","Klein Pravtshagen",-10,8.89,197,227,255,283]
["23942","Klein Schwansee",-10,8.89,197,227,255,283]
["19069","Klein Trebbow",-12,8.89,197,227,255,283]
["18276","Klein Upahl",-12,9.0399999999999991,196,226,253.5,281]
["23992","Klein Warin",-12,8.89,197,227,255,283]
["86507","Kleinaitingen",-16,10.24,200,230,254,278]
["02627","Kleinbautzen",-16,8.68,197,227,251,275]
["66271","Kleinblittersdorf",-12,9.36,191,223,248.5,274]
["04668","Kleinbothen",-14,9.3699999999999992,188,218,242.5,267]
["30938","Kleinburgwedel",-14,9.44,187,220,247.5,275]
["02708","Kleindehsa",-16,8.68,197,227,251,275]
["73527","Kleindeinbach",-16,9.26,190,221,245,269]
["72829","Kleinengstingen",-18,9.26,190,221,245,269]
["67483","Kleinfischlingen",-12,9.36,191,223,248.5,274]
["99735","Kleinfurra",-14,8.43,202,233,258.5,284]
["06686","Kleingörschen",-14,9.3699999999999992,188,218,242.5,267]
["09575","Kleinhartmannsdorf",-16,7.71,213,246,270,294]
["01824","Kleinhennersdorf",-16,9.2899999999999991,189,219,242.5,266]
["63924","Kleinheubach",-14,9.5500000000000007,186,216,240.5,265]
["91177","Kleinhöbing 2",-16,9.2200000000000006,192,220,243.5,267]
["79588","Kleinkems",-12,10.86,169,197,221,245]
["01990","Kleinkmehlen",-16,9.2899999999999991,189,219,242.5,266]
["06926","Kleinkorga",-14,9.3699999999999992,188,218,242.5,267]
["06184","Kleinkugel",-14,9.3699999999999992,188,218,242.5,267]
["91235","Kleinmeinfeld",-16,9.2200000000000006,192,220,243.5,267]
["39221","Kleinmühlingen",-14,9.3000000000000007,189,219,245,271]
["01516","Kleinnaundorf",-16,9.2899999999999991,189,219,242.5,266]
["39167","Klein-Rodensleben",-14,9.3000000000000007,189,219,245,271]
["01900","Kleinröhrsdorf",-14,9.2899999999999991,189,219,242.5,266]
["02694","Kleinsaubernitz",-16,8.68,197,227,251,275]
["01259","Kleinschachwitz",-14,9.2899999999999991,189,219,242.5,266]
["17291","Klein-Sperrenwalde",-14,8.7200000000000006,197,227,255,283]
["76327","Kleinsteinbach",-12,9.26,190,221,245,269]
["01561","Kleinthiemig",-16,9.2899999999999991,189,219,242.5,266]
["63839","Kleinwallstadt",-12,9.5500000000000007,186,216,240.5,265]
["02627","Kleinwelka",-16,8.68,197,227,251,275]
["24969","Kleinwiehe",-10,8.51,204,239,269.5,300]
["75378","Kleinwildbad",-16,9.26,190,221,245,269]
["64846","Klein-Zimmern",-14,9.5500000000000007,186,216,240.5,265]
["08538","Kleinzöbern",-18,7.71,213,246,270,294]
["99102","Klettbach",-14,8.43,202,233,258.5,284]
["01998","Klettwitz",-16,9.2899999999999991,189,219,242.5,266]
["47533","Kleve",-10,10.66,170,202,230,258]
["18516","Klevenow",-12,9.0399999999999991,196,226,253.5,281]
["39524","Klietz",-14,9.3000000000000007,189,219,245,271]
["04668","Klinga",-14,9.3699999999999992,188,218,242.5,267]
["86551","Klingen",-16,10.24,200,230,254,278]
["63911","Klingenberg",-14,9.5500000000000007,186,216,240.5,265]
["74246","Klingenhof",-14,9.26,190,221,245,269]
["08248","Klingenthal",-18,7.71,213,246,270,294]
["78588","Klippeneck",-18,9.26,190,221,245,269]
["01665","Klipphausen",-14,9.2899999999999991,189,219,242.5,266]
["18311","Klockenhagen",-10,9.0399999999999991,196,226,253.5,281]
["08527","Kloschwitz",-16,7.71,213,246,270,294]
["06308","Klostermansfeld",-14,9.3699999999999992,188,218,242.5,267]
["72270","Klosterreichenbach",-16,9.26,190,221,245,269]
["88048","Kluftern",-12,9.7100000000000009,186,214,237.5,261]
["23948","Klütz",-10,8.89,197,227,255,283]
["02977","Knappenrode",-16,8.68,197,227,251,275]
["04420","Knautnaundorf",-14,9.3699999999999992,188,218,242.5,267]
["29379","Knesebeck",-14,9.44,187,220,247.5,275]
["97478","Knetzgau",-16,9.5500000000000007,186,216,240.5,265]
["75438","Knittlingen",-14,9.26,190,221,245,269]
["34593","Knüllwald",-14,9.73,183,216,240.5,265]
["23881","Koberg",-12,8.89,197,227,255,283]
["56330","Kobern-Gondorf",-12,8.4700000000000006,205,240,267.5,295]
["02999","Koblenz",-16,8.68,197,227,251,275]
["5607.","Koblenz",-12,8.4700000000000006,205,240,267.5,295]
["39517","Köckte",-14,9.3000000000000007,189,219,245,271]
["39649","Köckte",-14,9.3000000000000007,189,219,245,271]
["02923","Kodersdorf",-16,8.68,197,227,251,275]
["02924","Kodersdorf-Bahnhof",-16,8.68,197,227,251,275]
["95189","Köditz",-18,6.95,226,258,280.5,303]
["72664","Kohlberg",-16,9.26,190,221,245,269]
["27624","Köhlen",-12,9.4,190,223,252,281]
["52134","Kohlscheid",-12,10.24,176,211,239.5,268]
["72829","Kohlstetten",-18,9.26,190,221,245,269]
["04683","Köhra",-14,9.3699999999999992,188,218,242.5,267]
["83059","Kolbermoor",-16,7.01,227,260,283,306]
["78600","Kolbingen",-16,9.26,190,221,245,269]
["56459","Kölbingen",-14,8.4700000000000006,205,240,267.5,295]
["31515","Kolenfeld",-14,9.44,187,220,247.5,275]
["03099","Kolkwitz",-16,9.1,192,221,244.5,268]
["99625","Kölleda",-14,8.43,202,233,258.5,284]
["37696","Kollerbeck",-14,9.73,183,216,240.5,265]
["04886","Köllitsch",-16,9.3699999999999992,188,218,242.5,267]
["79312","Kollmarsreute",-14,10.86,169,197,221,245]
["79183","Kollnau",-14,9.26,190,221,245,269]
["94262","Kollnburg",-18,8.76,194,222,244.5,267]
["50769","Köln-Fühlingen",-10,10.66,170,202,230,258]
["50737","Köln-Longerich",-10,10.66,170,202,230,258]
["50769","Köln-Seeberg",-10,10.66,170,202,230,258]
["50858","Köln-Weiden",-10,10.66,170,202,230,258]
["50737","Köln-Weidenpesch",-10,10.66,170,202,230,258]
["04509","Kölsa",-14,9.3699999999999992,188,218,242.5,267]
["04579","Kömmlitz",-14,9.3699999999999992,188,218,242.5,267]
["79331","Köndringen",-12,10.86,169,197,221,245]
["54329","Könen",-10,9.36,186,219,245,271]
["73257","Köngen",-14,9.26,190,221,245,269]
["06493","Königerode",-16,9.3699999999999992,188,218,242.5,267]
["97953","Königheim",-16,9.5500000000000007,186,216,240.5,265]
["15711","Königs Wusterhausen",-14,9.1,192,221,244.5,268]
["75203","Königsbach-Stein",-14,9.26,190,221,245,269]
["39175","Königsborn",-14,9.3000000000000007,189,219,245,271]
["89551","Königsbronn",-16,10.24,200,230,254,278]
["89551","Königsbronn - Zang",-16,10.24,200,230,254,278]
["01936","Königsbrück",-16,9.2899999999999991,189,219,242.5,266]
["86343","Königsbrunn",-16,10.24,200,230,254,278]
["79346","Königschaffhausen",-12,10.86,169,197,221,245]
["82549","Königsdorf",-18,7.42,217,249,272.5,296]
["78126","Königsfeld",-16,9.26,190,221,245,269]
["09306","Königshain",-14,8.43,202,233,258.5,284]
["02829","Königshain",-16,8.68,197,227,251,275]
["38154","Königslutter",-14,9.3000000000000007,189,219,245,271]
["83471","Königssee",-18,7.01,227,260,283,306]
["01824","Königstein",-14,9.2899999999999991,189,219,242.5,266]
["01824","Königstein / OT Ebenheit",-14,9.2899999999999991,189,219,242.5,266]
["61462","Königstein/Taunus",-12,9.73,183,216,240.5,265]
["08412","Königswalde",-14,8.43,202,233,258.5,284]
["53639","Königswinter",-12,8.4700000000000006,205,240,267.5,295]
["07336","Könitz",-14,8.43,202,233,258.5,284]
["86872","Konradshofen",-16,7.42,217,249,272.5,296]
["95176","Konradsreuth",-18,6.95,226,258,280.5,303]
["7846.","Konstanz",-12,9.7100000000000009,186,214,237.5,261]
["54329","Konz",-10,9.36,186,219,245,271]
["52156","Konzen",-14,10.24,176,211,239.5,268]
["71404","Korb",-14,9.26,190,221,245,269]
["34497","Korbach",-14,9.73,183,216,240.5,265]
["59519","Körbecke",-12,8.4700000000000006,205,240,267.5,295]
["39175","Körbelitz",-14,9.3000000000000007,189,219,245,271]
["06905","Korgau",-14,9.3699999999999992,188,218,242.5,267]
["77694","Kork",-12,10.86,169,197,221,245]
["34327","Körle",-12,9.73,183,216,240.5,265]
["96317","Kornach",-16,9.0299999999999994,194,223,247,271]
["04808","Kornhain",-14,9.3699999999999992,188,218,242.5,267]
["70825","Korntal",-14,9.26,190,221,245,269]
["70806","Kornwestheim",-12,9.26,190,221,245,269]
["41352","Korschenbroich",-10,10.7,170,202,230,258]
["85092","Kösching",-18,9.07,190,218,241.5,265]
["24354","Kosel",-10,8.51,204,239,269.5,300]
["01609","Koselitz",-16,9.2899999999999991,189,219,242.5,266]
["17459","Koserow",-12,8.7200000000000006,197,227,255,283]
["52428","Koslar",-12,10.24,176,211,239.5,268]
["04603","Kosma",-14,9.3699999999999992,188,218,242.5,267]
["04895","Koßdorf",-16,9.3699999999999992,188,218,242.5,267]
["04668","Kössern",-14,9.3699999999999992,188,218,242.5,267]
["03226","Koßwig",-16,9.1,192,221,244.5,268]
["06366","Köthen / Anhalt",-14,9.3699999999999992,188,218,242.5,267]
["09249","Köthensdorf",-14,8.43,202,233,258.5,284]
["02627","Kotitz",-16,8.68,197,227,251,275]
["08223","Kottengrün",-16,7.71,213,246,270,294]
["91189","Kottensdorf",-16,9.2200000000000006,192,220,243.5,267]
["01809","Köttewitz",-14,9.2899999999999991,189,219,242.5,266]
["82284","Kottgeisering",-16,7.42,217,249,272.5,296]
["02730","Kottmarsdorf",-16,8.68,197,227,251,275]
["93444","Kötzting",-18,8.76,194,222,244.5,267]
["54340","Köwerich",-10,9.36,186,219,245,271]
["19077","Kraak",-12,8.89,197,227,255,283]
["19243","Kraft",-12,8.89,197,227,255,283]
["07586","Kraftsdorf",-14,8.43,202,233,258.5,284]
["53797","Krahwinkel",-12,8.4700000000000006,205,240,267.5,295]
["76703","Kraichtal",-12,9.26,190,221,245,269]
["47559","Kranenburg",-10,10.66,170,202,230,258]
["04889","Kranichau",-16,9.3699999999999992,188,218,242.5,267]
["99195","Kranichborn",-14,8.43,202,233,258.5,284]
["99448","Kranichfeld",-14,8.43,202,233,258.5,284]
["85402","Kranzberg",-16,9.07,190,218,241.5,265]
["72505","Krauchenwies",-14,9.26,190,221,245,269]
["02957","Krauschwitz",-16,8.68,197,227,251,275]
["52355","Krauthausen",-12,10.24,176,211,239.5,268]
["54673","Krautscheid",-14,9.36,186,219,245,271]
["08538","Krebes",-18,7.71,213,246,270,294]
["97839","Kredenbach",-14,9.5500000000000007,186,216,240.5,265]
["88637","Kreenheinstetten",-16,9.26,190,221,245,269]
["47...","Krefeld",-10,10.66,170,202,230,258]
["37547","Kreiensen",-16,9.73,183,216,240.5,265]
["01731","Kreischa",-14,9.2899999999999991,189,219,242.5,266]
["79761","Krenkingen",-14,9.26,190,221,245,269]
["04509","Krensitz",-14,9.3699999999999992,188,218,242.5,267]
["19288","Krenzliner Hütte",-12,8.89,197,227,255,283]
["88079","Kressbronn",-12,9.7100000000000009,186,214,237.5,261]
["52372","Kreuzau",-12,10.24,176,211,239.5,268]
["16559","Kreuzbruch",-14,9.14,194,221,246.5,272]
["16559","Kreuzthal",-14,9.14,194,221,246.5,272]
["17094","Krickow",-14,8.7200000000000006,197,227,255,283]
["04617","Kriebitzsch",-14,9.3699999999999992,188,218,242.5,267]
["17391","Krien",-12,8.7200000000000006,197,227,255,283]
["65830","Kriftel",-12,8.4700000000000006,205,240,267.5,295]
["18198","Kritzmow",-10,9.0399999999999991,196,226,253.5,281]
["65510","Kroftel",-14,8.4700000000000006,205,240,267.5,295]
["06237","Kröllwitz",-14,9.3699999999999992,188,218,242.5,267]
["63829","Krombach",-14,9.5500000000000007,186,216,240.5,265]
["96317","Kronach",-16,9.0299999999999994,194,223,247,271]
["76709","Kronau",-12,9.26,190,221,245,269]
["61476","Kronberg",-14,9.73,183,216,240.5,265]
["39397","Kroppenstedt",-14,9.3000000000000007,189,219,245,271]
["17440","Kröslin",-12,8.7200000000000006,197,227,255,283]
["04509","Krostitz",-14,9.3699999999999992,188,218,242.5,267]
["54536","Kröv",-10,9.36,186,219,245,271]
["56642","Kruft",-14,8.4700000000000006,205,240,267.5,295]
["86381","Krumbach",-16,10.24,200,230,254,278]
["09633","Krummenhennersdorf",-16,8.43,202,233,258.5,284]
["92703","Krummennaab",-16,9.2200000000000006,192,220,243.5,267]
["23974","Krusenhagen",-10,8.89,197,227,255,283]
["01920","Kuchau",-16,9.2899999999999991,189,219,242.5,266]
["73329","Kuchen",-16,9.26,190,221,245,269]
["86556","Kühbach",-16,10.24,200,230,254,278]
["39524","Kuhlhausen",-14,9.3000000000000007,189,219,245,271]
["18225","Kühlungsborn",-10,9.0399999999999991,196,226,253.5,281]
["04420","Kulkwitz",-14,9.3699999999999992,188,218,242.5,267]
["95508","Kulmain",-18,6.95,226,258,280.5,303]
["95326","Kulmbach",-16,6.95,226,258,280.5,303]
["97900","Külsheim",-14,9.5500000000000007,186,216,240.5,265]
["92245","Kümmersbruck",-16,9.2200000000000006,192,220,243.5,267]
["02829","Kunnersdorf",-16,8.68,197,227,251,275]
["07922","Künsdorf",-16,7.71,213,246,270,294]
["74653","Künzelsau",-14,9.26,190,221,245,269]
["94550","Künzing",-18,8.76,194,222,244.5,267]
["74635","Kupferzell",-16,9.26,190,221,245,269]
["76456","Kuppenheim",-12,10.86,169,197,221,245]
["71083","Kuppingen",-16,9.26,190,221,245,269]
["96328","Küps",-16,9.0299999999999994,194,223,247,271]
["75057","Kürnbach",-14,9.26,190,221,245,269]
["88427","Kürnbach",-16,9.26,190,221,245,269]
["01737","Kurort Hartha",-14,9.2899999999999991,189,219,242.5,266]
["09484","Kurort Oberwiesental",-18,7.71,213,246,270,294]
["09548","Kurort Seiffen",-18,7.71,213,246,270,294]
["06543","Kurort Wippra",-16,9.3699999999999992,188,218,242.5,267]
["53773","Kurscheid",-12,8.4700000000000006,205,240,267.5,295]
["51515","Kürten",-12,8.4700000000000006,205,240,267.5,295]
["77974","Kürzell",-12,10.86,169,197,221,245]
["91802","Kurzenaltheim",-16,9.2200000000000006,192,220,243.5,267]
["66869","Kusel",-14,9.36,191,223,248.5,274]
["72127","Kusterdingen",-16,9.26,190,221,245,269]
["97490","Kützberg",-16,9.5500000000000007,186,216,240.5,265]
["86500","Kutzenhausen",-16,10.24,200,230,254,278]
["99955","Kutzleben",-14,8.43,202,233,258.5,284]
["54655","Kyllberg",-14,9.36,186,219,245,271]
["16866","Kyritz",-14,9.14,194,221,246.5,272]
["67610","La Wantzenau",-12,9.36,191,223,248.5,274]
["93164","Laaber",-16,8.76,194,222,244.5,267]
["03205","Laasow",-16,9.1,192,221,244.5,268]
["30880","Laatzen",-14,9.44,187,220,247.5,275]
["47665","Labbeck",-10,10.66,170,202,230,258]
["23898","Labenz",-12,8.89,197,227,255,283]
["84082","Laberweinting",-18,8.76,194,222,244.5,267]
["29331","Lachendorf",-14,9.44,187,220,247.5,275]
["78655","Lackendorf",-16,9.26,190,221,245,269]
["49549","Ladbergen",-12,9.44,187,220,247.5,275]
["16321","Ladeburg",-14,9.14,194,221,246.5,272]
["68526","Ladenburg",-12,10.86,169,197,221,245]
["48366","Laer",-12,9.44,187,220,247.5,275]
["32791","Lage",-12,9.73,183,216,240.5,265]
["35633","Lahnau",-12,9.73,183,216,240.5,265]
["56112","Lahnstein",-12,8.4700000000000006,205,240,267.5,295]
["77933","Lahr / Schwarzwald",-12,10.86,169,197,221,245]
["77933","Lahrsulz",-12,10.86,169,197,221,245]
["31246","Lahstedt",-14,9.44,187,220,247.5,275]
["89150","Laichingen",-18,10.24,200,230,254,278]
["88069","Laimnau",-14,9.7100000000000009,186,214,237.5,261]
["93462","Lam",-18,8.76,194,222,244.5,267]
["52152","Lammersdorf",-14,10.24,176,211,239.5,268]
["68623","Lampertheim",-12,10.86,169,197,221,245]
["01561","Lampertswalde",-16,9.2899999999999991,189,219,242.5,266]
["04758","Lampertswalde",-14,9.3699999999999992,188,218,242.5,267]
["31195","Lamspringe",-16,9.44,187,220,247.5,275]
["94405","Landau / Isar",-18,8.76,194,222,244.5,267]
["76829","Landau / Pfalz",-12,10.86,169,197,221,245]
["89361","Landensberg",-16,10.24,200,230,254,278]
["52379","Landerwehe",-12,10.24,176,211,239.5,268]
["31628","Landesbergen",-12,9.44,187,220,247.5,275]
["56814","Landkern",-14,8.4700000000000006,205,240,267.5,295]
["37136","Landolfshausen",-16,9.73,183,216,240.5,265]
["06188","Landsberg",-14,9.3699999999999992,188,218,242.5,267]
["86899","Landsberg am Lech",-16,7.42,217,249,272.5,296]
["840..","Landshut / Bay.",-16,8.76,194,222,244.5,267]
["79...","Landwasser",-16,10.86,169,197,221,245]
["31087","Landwehr",-16,9.44,187,220,247.5,275]
["52538","Langbroich",-10,10.24,176,211,239.5,268]
["01844","Langburkersdorf",-14,9.2899999999999991,189,219,242.5,266]
["33014","Langeland",-14,9.73,183,216,240.5,265]
["38871","Langeln",-14,9.3000000000000007,189,219,245,271]
["38685","Langelsheim",-14,9.3000000000000007,189,219,245,271]
["27607","Langen",-10,9.4,190,223,252,281]
["49838","Langen",-12,9.44,187,220,247.5,275]
["63225","Langen / Hessen",-12,9.5500000000000007,186,216,240.5,265]
["75334","Langenalb",-14,9.26,190,221,245,269]
["88085","Langenargen",-12,9.7100000000000009,186,214,237.5,261]
["79650","Langenau",-12,9.26,190,221,245,269]
["89129","Langenau/Württ.",-16,10.24,200,230,254,278]
["35708","Langenaubach",-14,9.73,183,216,240.5,265]
["33449","Langenberg",-12,9.73,183,216,240.5,265]
["08428","Langenbernsdorf",-14,8.43,202,233,258.5,284]
["74243","Langenbeutingen",-14,9.26,190,221,245,269]
["75328","Langenbrand",-16,9.26,190,221,245,269]
["74243","Langenbrettach",-14,9.26,190,221,245,269]
["74595","Langenburg",-16,9.26,190,221,245,269]
["06667","Langendorf",-14,9.3699999999999992,188,218,242.5,267]
["06729","Langendorf",-14,9.3699999999999992,188,218,242.5,267]
["44894","Langendreer",-12,10.66,170,202,230,258]
["57368","Langenei",-14,8.4700000000000006,205,240,267.5,295]
["06268","Langeneichstädt",-14,9.3699999999999992,188,218,242.5,267]
["88515","Langenenslingen",-14,9.26,190,221,245,269]
["91474","Langenfeld",-16,9.2200000000000006,192,220,243.5,267]
["40764","Langenfeld / Rheinl.",-10,10.66,170,202,230,258]
["3085.","Langenhagen / Han.",-14,9.44,187,220,247.5,275]
["56459","Langenhahn",-14,8.4700000000000006,205,240,267.5,295]
["01819","Langenhennersdorf",-14,9.2899999999999991,189,219,242.5,266]
["08439","Langenhessen",-14,8.43,202,233,258.5,284]
["01849","Langenheunersdorf",-14,9.2899999999999991,189,219,242.5,266]
["37154","Langenholtensen",-16,9.73,183,216,240.5,265]
["32689","Langenholzhausen",-14,9.73,183,216,240.5,265]
["25842","Langenhorn",-10,8.51,204,239,269.5,300]
["55450","Langenlonsheim",-12,9.36,186,219,245,271]
["85465","Langenpreising",-16,9.07,190,218,241.5,265]
["97737","Langenprozelten",-14,9.5500000000000007,186,216,240.5,265]
["08439","Langenreinsdorf",-14,8.43,202,233,258.5,284]
["06571","Langenroda",-14,9.3699999999999992,188,218,242.5,267]
["07407","Langenschade",-14,8.43,202,233,258.5,284]
["65558","Langenscheid",-12,8.4700000000000006,205,240,267.5,295]
["78112","Langenschiltach",-16,9.26,190,221,245,269]
["63505","Langenselbold",-12,9.5500000000000007,186,216,240.5,265]
["88515","Langenslingen",-14,9.26,190,221,245,269]
["38895","Langenstein",-14,9.3000000000000007,189,219,245,271]
["09569","Langenstriegis",-14,8.43,202,233,258.5,284]
["39171","Langenweddingen",-14,9.3000000000000007,189,219,245,271]
["90579","Langenzenn",-16,9.2200000000000006,192,220,243.5,267]
["26465","Langeoog",-10,9.93,181,215,245.5,276]
["86853","Langerringen",-16,7.42,217,249,272.5,296]
["52379","Langerwehe",-12,10.24,176,211,239.5,268]
["98704","Langewiesen",-16,7.71,213,246,270,294]
["29364","Langlingen",-14,9.44,187,220,247.5,275]
["84085","Langquaid",-18,8.76,194,222,244.5,267]
["30890","Langreder",-14,9.44,187,220,247.5,275]
["27299","Langwedel",-12,9.4,190,223,252,281]
["86462","Langweid",-16,10.24,200,230,254,278]
["81249","Langwied",-16,9.07,190,218,241.5,265]
["66894","Langwieden",-12,9.36,191,223,248.5,274]
["19053","Lankow",-12,8.89,197,227,255,283]
["19057","Lankow",-12,8.89,197,227,255,283]
["19309","Lanz",-14,8.89,197,227,255,283]
["93138","Lappersdorf",-16,8.76,194,222,244.5,267]
["19246","Lassahn",-12,8.89,197,227,255,283]
["49688","Lastrup",-12,9.44,187,220,247.5,275]
["30926","Lathwehren",-14,9.44,187,220,247.5,275]
["73453","Laubach",-16,9.26,190,221,245,269]
["88416","Laubach",-16,9.26,190,221,245,269]
["87493","Lauben",-16,7.42,217,249,272.5,296]
["90579","Laubendorf",-16,9.2200000000000006,192,220,243.5,267]
["01979","Lauchhammer",-16,9.2899999999999991,189,219,242.5,266]
["01979","Lauchhammer - Ost",-16,9.2899999999999991,189,219,242.5,266]
["73466","Lauchheim",-16,9.26,190,221,245,269]
["79787","Lauchringen",-12,9.26,190,221,245,269]
["97922","Lauda-Königshofen",-16,9.5500000000000007,186,216,240.5,265]
["63925","Laudenbach",-14,9.5500000000000007,186,216,240.5,265]
["69514","Laudenbach",-12,9.5500000000000007,186,216,240.5,265]
["31867","Lauenau",-14,9.44,187,220,247.5,275]
["37697","Lauenförde",-12,9.73,183,216,240.5,265]
["01778","Lauenstein",-16,9.2899999999999991,189,219,242.5,266]
["31020","Lauenstein",-14,9.44,187,220,247.5,275]
["77886","Lauf",-14,10.86,169,197,221,245]
["91207","Lauf",-16,9.2200000000000006,192,220,243.5,267]
["54533","Laufeld",-14,9.36,186,219,245,271]
["83410","Laufen",-16,7.01,227,260,283,306]
["79295","Laufen",-14,10.86,169,197,221,245]
["79725","Laufenburg",-12,9.26,190,221,245,269]
["74348","Lauffen a. N.",-12,9.26,190,221,245,269]
["89415","Lauingen",-16,10.24,200,230,254,278]
["88437","Laupertshausen",-16,9.26,190,221,245,269]
["88471","Laupheim",-16,9.26,190,221,245,269]
["56379","Laurenburg",-12,8.4700000000000006,205,240,267.5,295]
["08491","Lauschgrün",-16,8.43,202,233,258.5,284]
["79780","Lausheim",-16,9.26,190,221,245,269]
["02627","Lauske",-16,8.68,197,227,251,275]
["01936","Laußnitz",-16,9.2899999999999991,189,219,242.5,266]
["02991","Lauta",-16,8.68,197,227,251,275]
["08312","Lauter",-16,7.71,213,246,270,294]
["89584","Lauterach",-14,10.24,200,230,254,278]
["01561","Lauterbach",-16,9.2899999999999991,189,219,242.5,266]
["09496","Lauterbach",-16,7.71,213,246,270,294]
["78730","Lauterbach",-16,9.26,190,221,245,269]
["85232","Lauterbach",-16,9.07,190,218,241.5,265]
["86465","Lauterbrunn",-16,10.24,200,230,254,278]
["67742","Lauterecken",-12,9.36,191,223,248.5,274]
["92283","Lauterhofen",-16,9.2200000000000006,192,220,243.5,267]
["53501","Lautershofen",-14,8.4700000000000006,205,240,267.5,295]
["73111","Lauterstein",-16,9.26,190,221,245,269]
["56355","Lautert",-12,8.4700000000000006,205,240,267.5,295]
["64686","Lautertal-Elmshausen",-14,9.5500000000000007,186,216,240.5,265]
["72459","Lautlingen",-18,9.26,190,221,245,269]
["02708","Lawalde",-16,8.68,197,227,251,275]
["66822","Lebach",-12,9.36,191,223,248.5,274]
["17091","Lebbin",-14,8.7200000000000006,197,227,255,283]
["50374","Lechenich",-12,10.66,170,202,230,258]
["86169","Lechhausen",-16,10.24,200,230,254,278]
["49134","Lechtingen",-12,9.44,187,220,247.5,275]
["64560","Leeheim",-12,10.86,169,197,221,245]
["26789","Leer / Ostfriesland",-10,9.93,181,215,245.5,276]
["90596","Leerstetten",-16,9.2200000000000006,192,220,243.5,267]
["28844","Leeste",-12,9.4,190,223,252,281]
["19067","Leezen",-12,8.89,197,227,255,283]
["87764","Legau",-16,10.24,200,230,254,278]
["99438","Legefeld",-14,8.43,202,233,258.5,284]
["77731","Legelhurst",-12,10.86,169,197,221,245]
["07349","Lehesten",-18,7.71,213,246,270,294]
["86732","Lehmingen",-16,10.24,200,230,254,278]
["01920","Lehndorf",-16,9.2899999999999991,189,219,242.5,266]
["16565","Lehnitz",-14,9.14,194,221,246.5,272]
["31275","Lehrte",-14,9.44,187,220,247.5,275]
["76547","Leiberstung",-12,10.86,169,197,221,245]
["88637","Leibertingen",-16,9.26,190,221,245,269]
["94339","Leiblfing",-18,8.76,194,222,244.5,267]
["42799","Leichlingen",-10,10.66,170,202,230,258]
["63849","Leidersbach",-14,9.5500000000000007,186,216,240.5,265]
["72348","Leidringen",-16,9.26,190,221,245,269]
["38542","Leiferde",-14,9.3000000000000007,189,219,245,271]
["23715","leiferdeBosau",-12,8.89,197,227,255,283]
["69181","Leimen",-12,9.5500000000000007,186,216,240.5,265]
["53501","Leimersdorf",-14,8.4700000000000006,205,240,267.5,295]
["97274","Leinach",-14,9.5500000000000007,186,216,240.5,265]
["91227","Leinburg",-16,9.2200000000000006,192,220,243.5,267]
["70771","Leinfelden-Echterdingen",-14,9.26,190,221,245,269]
["76829","Leinsweiler",-12,10.86,169,197,221,245]
["73575","Leinzell",-16,9.26,190,221,245,269]
["78187","Leipferdingen",-16,9.26,190,221,245,269]
["89340","Leipheim",-16,10.24,200,230,254,278]
["02991","Leippe",-16,8.68,197,227,251,275]
["04277","Leipzig-Connewitz",-14,9.3699999999999992,188,218,242.5,267]
["04207","Leipzig-Grünau",-14,9.3699999999999992,188,218,242.5,267]
["04357","Leipzig-Mockau",-14,9.3699999999999992,188,218,242.5,267]
["04703","Leisnig",-14,9.3699999999999992,188,218,242.5,267]
["15848","Leißnitz",-16,9.1,192,221,244.5,268]
["86391","Leitershofen",-16,10.24,200,230,254,278]
["39279","Leitzkau",-14,9.3000000000000007,189,219,245,271]
["54340","Leiwen",-10,9.36,186,219,245,271]
["16866","Lellichow",-14,9.14,194,221,246.5,272]
["32657","Lemgo",-12,9.73,183,216,240.5,265]
["23769","Lemkenhafen",-10,8.81,202,230,257.5,285]
["07819","Lemnitz",-14,8.43,202,233,258.5,284]
["04519","Lemsel",-14,9.3699999999999992,188,218,242.5,267]
["27809","Lemwerder",-12,9.4,190,223,252,281]
["52355","Lendersdorf",-12,10.24,176,211,239.5,268]
["09514","Lengefeld",-16,7.71,213,246,270,294]
["27419","Lengenborstel",-12,9.4,190,223,252,281]
["08485","Lengenfeld",-16,8.43,202,233,258.5,284]
["86869","Lengenfeld",-16,7.42,217,249,272.5,296]
["86932","Lengenfeld",-16,7.42,217,249,272.5,296]
["49525","Lengerich / Westf.",-12,9.44,187,220,247.5,275]
["36266","Lengers",-14,9.73,183,216,240.5,265]
["83661","Lenggries",-18,7.01,227,260,283,306]
["37627","Lenne",-14,9.73,183,216,240.5,265]
["42897","Lennep",-12,10.66,170,202,230,258]
["57368","Lennestadt",-14,8.4700000000000006,205,240,267.5,295]
["73252","Lenningen",-16,9.26,190,221,245,269]
["23738","Lensahn",-10,8.89,197,227,255,283]
["85101","Lenting",-18,9.07,190,218,241.5,265]
["19309","Lenzen",-14,8.89,197,227,255,283]
["79853","Lenzkirch",-18,9.26,190,221,245,269]
["95666","Leonberg",-18,6.95,226,258,280.5,303]
["71229","Leonberg",-12,9.26,190,221,245,269]
["76344","Leopoldshafen",-12,10.86,169,197,221,245]
["33818","Leopoldshöhe",-12,9.73,183,216,240.5,265]
["39264","Leps",-14,9.3000000000000007,189,219,245,271]
["04720","Leschen",-14,9.3699999999999992,188,218,242.5,267]
["38228","Lesse",-14,9.3000000000000007,189,219,245,271]
["58642","Letmathe",-12,8.4700000000000006,205,240,267.5,295]
["08539","Leubnitz",-16,7.71,213,246,270,294]
["09573","Leubsdorf",-16,7.71,213,246,270,294]
["92705","Leuchtenberg",-16,9.2200000000000006,192,220,243.5,267]
["26180","Leuchtenburg",-12,9.93,181,215,245.5,276]
["06237","Leuna",-14,9.3699999999999992,188,218,242.5,267]
["95191","Leupoldsgrün",-18,6.95,226,258,280.5,303]
["88239","Leupolz",-16,9.26,190,221,245,269]
["51570","Leuscheid",-12,8.4700000000000006,205,240,267.5,295]
["71397","Leutenbach",-14,9.26,190,221,245,269]
["02794","Leutersdorf",-16,8.68,197,227,251,275]
["69493","Leutershausen",-12,9.5500000000000007,186,216,240.5,265]
["77694","Leutersheim",-12,10.86,169,197,221,245]
["56559","Leutesdorf",-12,8.4700000000000006,205,240,267.5,295]
["88299","Leutkirch",-16,9.26,190,221,245,269]
["513..","Leverkusen",-10,8.4700000000000006,205,240,267.5,295]
["51371","Leverkusen - Rheindorf",-10,8.4700000000000006,205,240,267.5,295]
["51375","Leverkusen - Schlebusch",-10,8.4700000000000006,205,240,267.5,295]
["88356","Levertsweiler",-14,9.26,190,221,245,269]
["35423","Lich",-14,9.73,183,216,240.5,265]
["77839","Lichtenau / Ulm",-12,10.86,169,197,221,245]
["09638","Lichtenberg",-16,8.43,202,233,258.5,284]
["96215","Lichtenfels",-16,9.0299999999999994,194,223,247,271]
["09350","Lichtenstein",-14,8.43,202,233,258.5,284]
["72805","Lichtenstein",-18,9.26,190,221,245,269]
["08115","Lichtentanne",-16,8.43,202,233,258.5,284]
["73669","Lichtenwald",-16,9.26,190,221,245,269]
["09577","Lichtenwalde",-14,8.43,202,233,258.5,284]
["16230","Lichterfelde",-14,9.14,194,221,246.5,272]
["31618","Liebenau",-12,9.44,187,220,247.5,275]
["38704","Liebenburg",-14,9.3000000000000007,189,219,245,271]
["16559","Liebenwalde",-14,9.14,194,221,246.5,272]
["04445","Liebertwolkwitz",-14,9.3699999999999992,188,218,242.5,267]
["63584","Lieblos",-14,9.5500000000000007,186,216,240.5,265]
["65835","Liederbach am Taunus",-14,8.4700000000000006,205,240,267.5,295]
["76706","Liedolsheim",-12,10.86,169,197,221,245]
["01465","Liegau-Augustusbad",-14,9.2899999999999991,189,219,242.5,266]
["79801","Lienheim",-12,9.26,190,221,245,269]
["75417","Lienzingen",-14,9.26,190,221,245,269]
["03238","Lieskau",-16,9.1,192,221,244.5,268]
["01920","Lieske",-16,9.2899999999999991,189,219,242.5,266]
["28865","Lilienthal",-12,9.4,190,223,252,281]
["01723","Limbach",-14,9.2899999999999991,189,219,242.5,266]
["74838","Limbach",-14,9.26,190,221,245,269]
["09212","Limbach-Oberfrohna",-14,8.43,202,233,258.5,284]
["655...","Limburg a.d.Lahn",-12,8.4700000000000006,205,240,267.5,295]
["67117","Limburgerhof",-12,9.36,191,223,248.5,274]
["88677","Limpach",-14,9.26,190,221,245,269]
["73527","Lindach",-16,9.26,190,221,245,269]
["88131","Lindau / Bodensee",-12,9.7100000000000009,186,214,237.5,261]
["94227","Lindberg",-18,8.76,194,222,244.5,267]
["90592","Lindelburg",-16,9.2200000000000006,192,220,243.5,267]
["91459","Linden",-16,9.2200000000000006,192,220,243.5,267]
["17111","Lindenberg",-14,8.7200000000000006,197,227,255,283]
["65551","Lindenholzhausen",-12,8.4700000000000006,205,240,267.5,295]
["04158","Lindenthal",-14,9.3699999999999992,188,218,242.5,267]
["04466","Lindenthal",-14,9.3699999999999992,188,218,242.5,267]
["31698","Lindhorst",-14,9.44,187,220,247.5,275]
["39326","Lindhorst",-14,9.3000000000000007,189,219,245,271]
["51789","Lindlar",-12,8.4700000000000006,205,240,267.5,295]
["29690","Lindwedel",-12,9.44,187,220,247.5,275]
["498..","Lingen / Ems",-10,9.44,187,220,247.5,275]
["56291","Lingerhahn",-14,8.4700000000000006,205,240,267.5,295]
["56317","Linkenbach",-14,8.4700000000000006,205,240,267.5,295]
["76347","Linkenheim",-12,10.86,169,197,221,245]
["76351","Linkenheim",-12,10.86,169,197,221,245]
["37627","Linnenkamp",-14,9.73,183,216,240.5,265]
["52441","Linnich",-12,10.24,176,211,239.5,268]
["31636","Linsburg",-12,9.44,187,220,247.5,275]
["63589","Linsengericht",-14,9.5500000000000007,186,216,240.5,265]
["72636","Linsenhofen",-16,9.26,190,221,245,269]
["92272","Lintach",-16,9.2200000000000006,192,220,243.5,267]
["01561","Linz",-16,9.2899999999999991,189,219,242.5,266]
["73463","Lippach",-16,9.26,190,221,245,269]
["09509","Lippersdorf",-16,7.71,213,246,270,294]
["59510","Lippetal",-12,8.4700000000000006,205,240,267.5,295]
["33129","Lippling",-12,9.73,183,216,240.5,265]
["5955.","Lippstadt",-12,8.4700000000000006,205,240,267.5,295]
["78576","Liptingen",-16,9.26,190,221,245,269]
["54587","Lissendorf",-14,9.36,186,219,245,271]
["25992","List auf Sylt",-10,8.91,199,231,262.5,294]
["02999","Litschen",-16,8.68,197,227,251,275]
["35719","Lixfeld",-14,9.73,183,216,240.5,265]
["37639","Lobach",-14,9.73,183,216,240.5,265]
["02708","Löbau",-16,8.68,197,227,251,275]
["74931","Lobbach",-12,9.26,190,221,245,269]
["06780","Löberitz",-14,9.3699999999999992,188,218,242.5,267]
["04509","Löbnitz",-14,9.3699999999999992,188,218,242.5,267]
["04685","Lobschütz",-14,9.3699999999999992,188,218,242.5,267]
["39279","Loburg",-14,9.3000000000000007,189,219,245,271]
["31547","Loccum",-12,9.44,187,220,247.5,275]
["06184","Lochau",-14,9.3699999999999992,188,218,242.5,267]
["74369","Löchgau",-12,9.26,190,221,245,269]
["81249","Lochhausen",-16,9.07,190,218,241.5,265]
["17321","Löcknitz",-14,8.7200000000000006,197,227,255,283]
["14806","Locktow",-14,9.1999999999999993,190,220,244,268]
["23923","Lockwisch",-10,8.89,197,227,255,283]
["39240","Lödderitz",-14,9.3000000000000007,189,219,245,271]
["39446","Löderburg",-14,9.3000000000000007,189,219,245,271]
["37139","Lödingsen",-14,9.73,183,216,240.5,265]
["76597","Loffenau",-14,10.86,169,197,221,245]
["79843","Löffingen",-16,9.26,190,221,245,269]
["93470","Lohberg",-18,8.76,194,222,244.5,267]
["85716","Lohhof",-16,9.07,190,218,241.5,265]
["16845","Lohm",-14,9.14,194,221,246.5,272]
["07907","Löhma ü. Schleiz",-16,7.71,213,246,270,294]
["53797","Lohmar",-12,8.4700000000000006,205,240,267.5,295]
["01847","Lohmen",-14,9.2899999999999991,189,219,242.5,266]
["49393","Lohne",-12,9.44,187,220,247.5,275]
["32584","Löhne",-12,9.73,183,216,240.5,265]
["67727","Lohnsfeld",-12,9.36,191,223,248.5,274]
["97816","Lohr",-14,9.5500000000000007,186,216,240.5,265]
["02999","Lohsa",-16,8.68,197,227,251,275]
["04895","Löhsten",-16,9.3699999999999992,188,218,242.5,267]
["17509","Loissin",-12,8.7200000000000006,197,227,255,283]
["39326","Loitsche",-14,9.3000000000000007,189,219,245,271]
["17121","Loitz",-12,8.7200000000000006,197,227,255,283]
["01623","Lommatzsch",-14,9.2899999999999991,189,219,242.5,266]
["53945","Lommersdorf ",-14,8.4700000000000006,205,240,267.5,295]
["53919","Lommersum",-14,8.4700000000000006,205,240,267.5,295]
["01454","Lomnitz",-14,9.2899999999999991,189,219,242.5,266]
["02699","Lomske",-16,8.68,197,227,251,275]
["54338","Longen",-10,9.36,186,219,245,271]
["54340","Longuich",-10,9.36,186,219,245,271]
["49624","Löningen",-12,9.44,187,220,247.5,275]
["91475","Lonnerstadt",-16,9.2200000000000006,192,220,243.5,267]
["56295","Lonnig",-14,8.4700000000000006,205,240,267.5,295]
["89173","Lonsee",-16,10.24,200,230,254,278]
["82813","Lonsingen",-18,7.42,217,249,272.5,296]
["86720","Löpsingen",-16,10.24,200,230,254,278]
["73547","Lorch",-16,9.26,190,221,245,269]
["65391","Lorch/Rheingau",-12,8.4700000000000006,205,240,267.5,295]
["795..","Lörrach",-12,9.26,190,221,245,269]
["64653","Lorsch",-12,10.86,169,197,221,245]
["55296","Lörzweiler",-12,9.36,186,219,245,271]
["01326","Loschwitz",-14,9.2899999999999991,189,219,242.5,266]
["66679","Losheim am See",-12,9.36,191,223,248.5,274]
["58644","Lössel",-12,8.4700000000000006,205,240,267.5,295]
["08294","Lößnitz",-16,7.71,213,246,270,294]
["04889","Loßwig",-16,9.3699999999999992,188,218,242.5,267]
["01665","Löthain",-14,9.2899999999999991,189,219,242.5,266]
["32816","Lothe",-14,9.73,183,216,240.5,265]
["79807","Lottstetten",-12,9.26,190,221,245,269]
["50859","Lövenich b. Frechen",-10,10.66,170,202,230,258]
["37696","Löwendorf",-14,9.73,183,216,240.5,265]
["14959","Löwendorf",-14,9.1999999999999993,190,220,244,268]
["74245","Löwenstein",-14,9.26,190,221,245,269]
["27612","Loxstedt",-10,9.4,190,223,252,281]
["32312","Lübbecke",-12,9.73,183,216,240.5,265]
["15907","Lübben",-16,9.1,192,221,244.5,268]
["03222","Lübbenau / Spreewald",-16,9.1,192,221,244.5,268]
["23992","Lübberstorf",-12,8.89,197,227,255,283]
["235..","Lübeck",-10,8.89,197,227,255,283]
["17509","Lubmin",-12,8.7200000000000006,197,227,255,283]
["23972","Lübow",-10,8.89,197,227,255,283]
["19386","Lübz",-14,8.89,197,227,255,283]
["37671","Lüchtringen",-12,9.73,183,216,240.5,265]
["04613","Lucka",-14,9.3699999999999992,188,218,242.5,267]
["03229","Luckaitz",-16,9.1,192,221,244.5,268]
["15926","Luckau",-16,9.1,192,221,244.5,268]
["57629","Luckenbach",-14,8.4700000000000006,205,240,267.5,295]
["02797","Lückendorf",-16,8.68,197,227,251,275]
["14943","Luckenwalde",-14,9.1999999999999993,190,220,244,268]
["01920","Lückersdorf-Gelenau",-16,9.2899999999999991,189,219,242.5,266]
["44229","Lücklemberg",-12,10.66,170,202,230,258]
["17375","Luckow",-12,8.7200000000000006,197,227,255,283]
["19243","Luckwitz",-12,8.89,197,227,255,283]
["585..","Lüdenscheid",-12,8.4700000000000006,205,240,267.5,295]
["39517","Lüderitz",-14,9.3000000000000007,189,219,245,271]
["23992","Lüdersdorf",-12,8.89,197,227,255,283]
["23992","Lüderstorf",-12,8.89,197,227,255,283]
["59348","Lüdinghausen",-12,8.4700000000000006,205,240,267.5,295]
["36251","Ludwigsau",-14,9.73,183,216,240.5,265]
["716..","Ludwigsburg/Württ.",-12,9.26,190,221,245,269]
["02829","Ludwigsdorf",-14,8.68,197,227,251,275]
["14974","Ludwigsfelde",-14,9.1999999999999993,190,220,244,268]
["670..","Ludwigshafen am Rhein",-12,9.36,191,223,248.5,274]
["19288","Ludwigslust",-14,8.89,197,227,255,283]
["66996","Ludwigswinkel",-12,9.36,191,223,248.5,274]
["37635","Lüerdissen",-14,9.73,183,216,240.5,265]
["09385","Lugau",-14,8.43,202,233,258.5,284]
["03253","Lugau",-16,9.1,192,221,244.5,268]
["32676","Lügde",-14,9.73,183,216,240.5,265]
["31711","Luhden",-14,9.44,187,220,247.5,275]
["92706","Luhe",-16,9.2200000000000006,192,220,243.5,267]
["17495","Lühmannsdorf",-12,8.7200000000000006,197,227,255,283]
["24816","Luhnstedt",-12,8.51,204,239,269.5,300]
["85235","Lukka",-16,9.07,190,218,241.5,265]
["06869","Luko",-14,9.3699999999999992,188,218,242.5,267]
["2133.","Lüneburg",-12,9.4,190,223,252,281]
["4453.","Lünen",-12,10.66,170,202,230,258]
["44532","Lünen - Horstmar",-12,10.66,170,202,230,258]
["59427","Lünern",-12,8.4700000000000006,205,240,267.5,295]
["48480","Lünne",-12,9.44,187,220,247.5,275]
["09328","Lunzenau",-14,8.43,202,233,258.5,284]
["41065","Lürrip",-10,10.66,170,202,230,258]
["24850","Lürschau",-12,8.51,204,239,269.5,300]
["14806","Lüsse",-14,9.1999999999999993,190,220,244,268]
["17506","Lüssow",-12,8.7200000000000006,197,227,255,283]
["24321","Lütjenburg",-10,8.51,204,239,269.5,300]
["22952","Lütjensee",-12,9.2200000000000006,192,225,253.5,282]
["37671","Lütmarsen",-14,9.73,183,216,240.5,265]
["17258","Lüttenhagen",-14,8.7200000000000006,197,227,255,283]
["37318","Lutter",-16,9.73,183,216,240.5,265]
["38729","Lutter am Barenberg",-14,9.3000000000000007,189,219,245,271]
["34355","Lutterberg",-12,9.73,183,216,240.5,265]
["04721","Lüttewitz",-14,9.3699999999999992,188,218,242.5,267]
["79725","Luttingen",-12,9.26,190,221,245,269]
["46509","Lüttingen",-10,10.66,170,202,230,258]
["04769","Lüttnitz",-14,9.3699999999999992,188,218,242.5,267]
["02627","Luttowizt",-16,8.68,197,227,251,275]
["42899","Lüttringhausen",-12,10.66,170,202,230,258]
["86456","Lützelburg",-16,10.24,200,230,254,278]
["35398","Lützellinden",-14,9.73,183,216,240.5,265]
["06686","Lützen",-14,9.3699999999999992,188,218,242.5,267]
["72178","Lützenhardt",-16,9.26,190,221,245,269]
["56826","Lutzerath",-14,8.4700000000000006,205,240,267.5,295]
["89440","Lutzingen",-16,10.24,200,230,254,278]
["04159","Lützschena",-14,9.3699999999999992,188,218,242.5,267]
["04469","Lützschena",-16,9.3699999999999992,188,218,242.5,267]
["56729","Luxem",-14,8.4700000000000006,205,240,267.5,295]
["17279","Lychen",-14,8.7200000000000006,197,227,255,283]
["24404","Maasholm-Bad",-10,8.51,204,239,269.5,300]
["04827","Machern",-14,9.3699999999999992,188,218,242.5,267]
["89150","Machtolsheim ",-18,10.24,200,230,254,278]
["31177","Machtsum",-14,9.44,187,220,247.5,275]
["67686","Mackenbach",-12,9.36,191,223,248.5,274]
["37318","Mackenrode",-16,9.73,183,216,240.5,265]
["55758","Mackenrodt",-14,9.36,186,219,245,271]
["37586","Mackensen",-14,9.73,183,216,240.5,265]
["3912.","Magdeburg",-14,9.3000000000000007,189,219,245,271]
["06493","Mägdesprung",-16,9.3699999999999992,188,218,242.5,267]
["72818","Mägerkingen",-18,9.26,190,221,245,269]
["71106","Magstadt",-16,9.26,190,221,245,269]
["94508","Mahd",-18,8.76,194,222,244.5,267]
["04874","Mahitschen",-16,9.3699999999999992,188,218,242.5,267]
["15831","Mahlow",-14,9.1,192,221,244.5,268]
["39517","Mahlwinkel",-14,9.3000000000000007,189,219,245,271]
["89081","Mähringen",-16,10.24,200,230,254,278]
["35510","Maibach",-14,9.73,183,216,240.5,265]
["71069","Maichingen",-16,9.26,190,221,245,269]
["86747","Maihingen",-16,10.24,200,230,254,278]
["84048","Mainburg",-18,8.76,194,222,244.5,267]
["74535","Mainhardt",-16,9.26,190,221,245,269]
["95336","Mainleus",-16,6.95,226,258,280.5,303]
["63477","Maintal",-12,9.5500000000000007,186,216,240.5,265]
["551..","Mainz",-12,10.86,169,197,221,245]
["55246","Mainz-Kostheim",-12,10.86,169,197,221,245]
["82216","Maisach",-16,7.42,217,249,272.5,296]
["75378","Maisenbach",-16,9.26,190,221,245,269]
["73037","Maitis",-16,9.26,190,221,245,269]
["17213","Malchow",-14,8.7200000000000006,197,227,255,283]
["84066","Mallersdorf",-18,8.76,194,222,244.5,267]
["19294","Malliß",-12,8.89,197,227,255,283]
["71272","Malmsheim",-16,9.26,190,221,245,269]
["76316","Malsch",-12,10.86,169,197,221,245]
["69254","Malsch",-12,9.5500000000000007,186,216,240.5,265]
["02694","Malschwitz",-16,8.68,197,227,251,275]
["79364","Malterdingen",-12,10.86,169,197,221,245]
["02627","Maltitz",-16,8.68,197,227,251,275]
["57636","Mammelzen",-14,8.4700000000000006,205,240,267.5,295]
["82291","Mammendorf",-16,7.42,217,249,272.5,296]
["94437","Mamming",-18,8.76,194,222,244.5,267]
["35716","Mandeln",-14,9.73,183,216,240.5,265]
["31535","Mandelsloh",-12,9.44,187,220,247.5,275]
["54531","Manderscheid",-14,9.36,186,219,245,271]
["68...","Mannheim",-12,10.86,169,197,221,245]
["96257","Mannsgereuth",-16,9.0299999999999994,194,223,247,271]
["06343","Mansfeld",-14,9.3699999999999992,188,218,242.5,267]
["79588","Mappach",-12,10.86,169,197,221,245]
["09661","Marbach",-14,8.43,202,233,258.5,284]
["94536","Marbach",-18,8.76,194,222,244.5,267]
["71672","Marbach",-12,9.26,190,221,245,269]
["72532","Marbach",-18,9.26,190,221,245,269]
["78056","Marbach",-18,9.26,190,221,245,269]
["3503.","Marburg/Lahn",-12,9.73,183,216,240.5,265]
["31535","Mardorf",-14,9.44,187,220,247.5,275]
["85447","Maria Thalheim",-16,9.07,190,218,241.5,265]
["94424","Mariakirchen",-16,8.76,194,222,244.5,267]
["31863","Marienau",-14,9.44,187,220,247.5,275]
["09496","Marienberg",-16,7.71,213,246,270,294]
["97828","Marienbrunn",-14,9.5500000000000007,186,216,240.5,265]
["34516","Marienhagen",-14,9.73,183,216,240.5,265]
["31094","Marienhagen",-14,9.44,187,220,247.5,275]
["51709","Marienheide",-12,8.4700000000000006,205,240,267.5,295]
["37696","Marienmünster",-14,9.73,183,216,240.5,265]
["54484","Maring-Noviand",-12,9.36,186,219,245,271]
["88677","Markdorf",-14,9.26,190,221,245,269]
["97980","Markelsheim",-16,9.5500000000000007,186,216,240.5,265]
["09236","Markersdorf",-14,8.43,202,233,258.5,284]
["15528","Markgrafpieske",-14,9.1,192,221,244.5,268]
["71706","Markgröningen",-12,9.26,190,221,245,269]
["04416","Markkleeberg",-14,9.3699999999999992,188,218,242.5,267]
["31608","Marklohe",-12,9.44,187,220,247.5,275]
["08258","Markneukirchen",-18,7.71,213,246,270,294]
["04420","Markranstädt",-14,9.3699999999999992,188,218,242.5,267]
["79576","Märkt",-12,10.86,169,197,221,245]
["91801","Markt Berolzheim",-16,9.2200000000000006,192,220,243.5,267]
["91459","Markt Erlbach",-16,9.2200000000000006,192,220,243.5,267]
["85229","Markt Indersdorf",-16,9.07,190,218,241.5,265]
["85570","Markt Schwaben",-16,9.07,190,218,241.5,265]
["91613","Marktbergel",-16,9.2200000000000006,192,220,243.5,267]
["91477","Markt-Bibart",-16,9.2200000000000006,192,220,243.5,267]
["96257","Marktgraitz",-16,9.0299999999999994,194,223,247,271]
["97828","Marktheidenfeld",-14,9.5500000000000007,186,216,240.5,265]
["95352","Marktleugast",-16,6.95,226,258,280.5,303]
["95168","Marktleuthen",-18,6.95,226,258,280.5,303]
["87616","Marktoberdorf",-16,7.42,217,249,272.5,296]
["95615","Marktredwitz",-18,6.95,226,258,280.5,303]
["83487","Marktschellenberg",-18,7.01,227,260,283,306]
["95509","Marktschorgast",-16,6.95,226,258,280.5,303]
["457..","Marl",-10,10.66,170,202,230,258]
["77694","Marlen",-12,10.86,169,197,221,245]
["18337","Marlow",-12,9.0399999999999991,196,226,253.5,281]
["53947","Marmagen",-14,8.4700000000000006,205,240,267.5,295]
["21077","Marmstorf/Hamburg",-12,9.2200000000000006,192,225,253.5,282]
["82362","Marnbach",-16,7.42,217,249,272.5,296]
["66646","Marpingen",-12,9.36,191,223,248.5,274]
["83250","Marquartstein",-18,7.01,227,260,283,306]
["97340","Martinsheim",-16,9.5500000000000007,186,216,240.5,265]
["75387","Martinsmoos",-16,9.26,190,221,245,269]
["16727","Marwitz",-14,9.14,194,221,246.5,272]
["86688","Marxheim",-16,10.24,200,230,254,278]
["76359","Marxzell",-14,9.26,190,221,245,269]
["88437","Maselheim",-16,9.26,190,221,245,269]
["92242","Massenricht",-16,9.2200000000000006,192,220,243.5,267]
["84323","Massing",-16,8.76,194,222,244.5,267]
["23972","Maßlow",-10,8.89,197,227,255,283]
["56869","Mastershausen",-14,8.4700000000000006,205,240,267.5,295]
["66909","Matzenbach",-12,9.36,191,223,248.5,274]
["67067","Maudach",-12,9.36,191,223,248.5,274]
["69256","Mauer",-12,9.5500000000000007,186,216,240.5,265]
["75181","Mauerach",-14,9.26,190,221,245,269]
["75181","Mauerach",-14,9.26,190,221,245,269]
["85419","Mauern",-16,9.07,190,218,241.5,265]
["75433","Maulbronn",-14,9.26,190,221,245,269]
["79689","Maulburg",-12,9.26,190,221,245,269]
["57635","Maulsbach",-14,8.4700000000000006,205,240,267.5,295]
["67133","Maxdorf",-12,9.36,191,223,248.5,274]
["01809","Maxen",-14,9.2899999999999991,189,219,242.5,266]
["93142","Maxhütte",-16,8.76,194,222,244.5,267]
["56727","Mayen",-14,8.4700000000000006,205,240,267.5,295]
["53508","Mayschoß",-14,8.4700000000000006,205,240,267.5,295]
["29416","Mechau",-14,9.44,187,220,247.5,275]
["08541","Mechelgrün",-16,7.71,213,246,270,294]
["53894","Mechernich",-14,8.4700000000000006,205,240,267.5,295]
["16866","Mechow",-14,9.14,194,221,246.5,272]
["67354","Mechtersheim",-12,9.36,191,223,248.5,274]
["88074","Meckenbeuren",-14,9.7100000000000009,186,214,237.5,261]
["53340","Meckenheim",-14,8.4700000000000006,205,240,267.5,295]
["74909","Meckesheim",-12,9.26,190,221,245,269]
["67744","Medard",-12,9.36,191,223,248.5,274]
["59964","Medebach",-16,8.4700000000000006,205,240,267.5,295]
["35767","Medenbach",-14,9.73,183,216,240.5,265]
["01458","Medingen",-14,9.2899999999999991,189,219,242.5,266]
["08393","Meerane",-14,8.43,202,233,258.5,284]
["31715","Meerbeck",-14,9.44,187,220,247.5,275]
["40667","Meerbusch",-10,10.66,170,202,230,258]
["88709","Meersburg/Bodensee",-12,9.7100000000000009,186,214,237.5,261]
["24799","Meggerdorf",-12,8.51,204,239,269.5,300]
["04889","Mehderitzsch",-16,9.3699999999999992,188,218,242.5,267]
["67735","Mehlbach",-12,9.36,191,223,248.5,274]
["08539","Mehlteuer",-16,7.71,213,246,270,294]
["46499","Mehrhoog",-10,10.66,170,202,230,258]
["54346","Mehring",-10,9.36,186,219,245,271]
["16356","Mehrow",-14,9.14,194,221,246.5,272]
["46562","Mehrum",-10,10.66,170,202,230,258]
["31249","Mehrum",-14,9.44,187,220,247.5,275]
["72531","Meidelstetten",-18,9.26,190,221,245,269]
["38527","Meine",-14,9.3000000000000007,189,219,245,271]
["34497","Meineringhausen",-14,9.73,183,216,240.5,265]
["09390","Meinersdorf",-14,7.71,213,246,270,294]
["58540","Meinerzhagen",-12,8.4700000000000006,205,240,267.5,295]
["37276","Meinhard",-16,9.73,183,216,240.5,265]
["91802","Meinheim",-16,9.2200000000000006,192,220,243.5,267]
["98617","Meiningen",-16,7.71,213,246,270,294]
["06862","Meinsdorf",-14,9.3699999999999992,188,218,242.5,267]
["55590","Meisenheim",-12,9.36,186,219,245,271]
["01662","Meißen",-14,9.2899999999999991,189,219,242.5,266]
["77974","Meißenheim",-12,10.86,169,197,221,245]
["37290","Meißner",-14,9.73,183,216,240.5,265]
["59602","Meiste",-14,8.4700000000000006,205,240,267.5,295]
["75323","Meistern",-16,9.26,190,221,245,269]
["86405","Meitingen",-16,10.24,200,230,254,278]
["21406","Melbeck",-12,9.2200000000000006,192,225,253.5,282]
["99097","Melchendorf",-14,8.43,202,233,258.5,284]
["72393","Melchingen",-18,9.26,190,221,245,269]
["88145","Mellatz",-16,9.7100000000000009,186,214,237.5,261]
["49324","Melle",-12,9.44,187,220,247.5,275]
["27249","Mellinghausen",-12,9.4,190,223,252,281]
["97638","Mellrichstadt",-16,9.5500000000000007,186,216,240.5,265]
["04860","Melpitz",-16,9.3699999999999992,188,218,242.5,267]
["34212","Melsungen",-12,9.73,183,216,240.5,265]
["96117","Memmelsdorf",-16,9.0299999999999994,194,223,247,271]
["87700","Memmingen",-16,10.24,200,230,254,278]
["87766","Memmingerberg",-16,10.24,200,230,254,278]
["77866","Memprechtshofen",-12,10.86,169,197,221,245]
["58708","Menden/Sauerland",-12,8.4700000000000006,205,240,267.5,295]
["02894","Mengelsdorf",-16,8.68,197,227,251,275]
["88512","Mengen",-14,9.26,190,221,245,269]
["88512","Mengen-Ennetach",-14,9.26,190,221,245,269]
["84152","Mengkofen",-18,8.76,194,222,244.5,267]
["49637","Menslage",-12,9.44,187,220,247.5,275]
["49716","Meppen",-10,9.44,187,220,247.5,275]
["86504","Merching",-16,10.24,200,230,254,278]
["74747","Merchingen",-14,9.26,190,221,245,269]
["35799","Merenberg",-12,9.73,183,216,240.5,265]
["89522","Mergelstetten",-16,10.24,200,230,254,278]
["86415","Mering",-16,10.24,200,230,254,278]
["96117","Merkendorf",-16,9.0299999999999994,194,223,247,271]
["89188","Merklingen",-16,10.24,200,230,254,278]
["71263","Merklingen",-16,9.26,190,221,245,269]
["52134","Merkstein",-12,10.24,176,211,239.5,268]
["04639","Merlach",-14,9.3699999999999992,188,218,242.5,267]
["06217","Merseburg/Saale",-14,9.3699999999999992,188,218,242.5,267]
["54318","Mertesdorf",-12,9.36,186,219,245,271]
["67271","Mertesheim",-12,9.36,191,223,248.5,274]
["55627","Merxheim",-12,9.36,186,219,245,271]
["52399","Merzenich",-12,10.24,176,211,239.5,268]
["79249","Merzhausen",-14,10.86,169,197,221,245]
["66663","Merzig",-12,9.36,191,223,248.5,274]
["59872","Meschede",-14,8.4700000000000006,205,240,267.5,295]
["17498","Mesekenhagen",-12,8.7200000000000006,197,227,255,283]
["08527","Meßbach",-16,7.71,213,246,270,294]
["64409","Messel",-12,9.5500000000000007,186,216,240.5,265]
["88605","Meßkirch",-14,9.26,190,221,245,269]
["72469","Meßstetten",-18,9.26,190,221,245,269]
["23972","Metelsdorf",-10,8.89,197,227,255,283]
["94526","Metten/Niederbay.",-18,8.76,194,222,244.5,267]
["66693","Mettlach",-12,9.36,191,223,248.5,274]
["40822","Mettmann",-12,10.7,170,202,230,258]
["55777","Mettweiler",-14,9.36,186,219,245,271]
["72555","Metzingen",-16,9.26,190,221,245,269]
["06686","Meuchen",-14,9.3699999999999992,188,218,242.5,267]
["01994","Meuro",-16,9.2899999999999991,189,219,242.5,266]
["06217","Meuschau",-14,9.3699999999999992,188,218,242.5,267]
["16306","Meyenburg",-16,9.14,194,221,246.5,272]
["02979","Michacken",-16,8.68,197,227,251,275]
["96247","Michelau",-16,9.0299999999999994,194,223,247,271]
["97782","Michelau",-14,9.5500000000000007,186,216,240.5,265]
["74858","Michelbach",-12,9.26,190,221,245,269]
["74613","Michelbach am Wald",-14,9.26,190,221,245,269]
["74544","Michelbach an der Bilz",-16,9.26,190,221,245,269]
["74545","Michelfeld",-16,9.26,190,221,245,269]
["74918","Michelfeld",-12,9.26,190,221,245,269]
["88339","Michelwinnaden",-16,9.26,190,221,245,269]
["12051","Michendorf",-14,9.83,182,211,234,257]
["86866","Mickhausen",-14,7.42,217,249,272.5,296]
["83714","Miesbach",-18,7.01,227,260,283,306]
["77933","Mietersheim",-12,10.86,169,197,221,245]
["88487","Mietingen",-16,9.26,190,221,245,269]
["52538","Millen",-10,10.24,176,211,239.5,268]
["93468","Miltach",-18,8.76,194,222,244.5,267]
["17091","Miltitzwalde",-14,8.7200000000000006,197,227,255,283]
["89350","Mindelaltheim",-16,10.24,200,230,254,278]
["87719","Mindelheim",-16,10.24,200,230,254,278]
["86513","Mindelzell",-16,10.24,200,230,254,278]
["3242.","Minden/Westf.",-12,9.73,183,216,240.5,265]
["76872","Minfeld",-12,10.86,169,197,221,245]
["19079","Mirow",-12,8.89,197,227,255,283]
["30629","Misburg",-14,9.44,187,220,247.5,275]
["91785","Mischelbach",-16,9.2200000000000006,192,220,243.5,267]
["04720","Mischütz",-14,9.3699999999999992,188,218,242.5,267]
["27632","Misselwarden",-10,9.4,190,223,252,281]
["95490","Mistelgau",-16,6.95,226,258,280.5,303]
["56729","Mittelbaar",-14,8.4700000000000006,205,240,267.5,295]
["87466","Mittelberg b. Oy",-18,7.42,217,249,272.5,296]
["88441","Mittelbiberach",-16,9.26,190,221,245,269]
["88416","Mittelbuch",-16,9.26,190,221,245,269]
["91734","Mitteleschenbach",-16,9.2200000000000006,192,220,243.5,267]
["99195","Mittelhausen",-14,8.43,202,233,258.5,284]
["02763","Mittelherwigsdorf",-16,8.68,197,227,251,275]
["86868","Mittelneufnach",-16,7.42,217,249,272.5,296]
["88682","Mittelstenweiler",-14,9.26,190,221,245,269]
["72270","Mitteltal",-16,9.26,190,221,245,269]
["35756","Mittenaar",-12,9.73,183,216,240.5,265]
["82481","Mittenwald",-16,7.42,217,249,272.5,296]
["94360","Mitterfels",-18,8.76,194,222,244.5,267]
["95666","Mitterteich",-18,6.95,226,258,280.5,303]
["09648","Mittweida",-14,8.43,202,233,258.5,284]
["96268","Mitwitz",-16,9.0299999999999994,194,223,247,271]
["09661","Mobendorf",-14,8.43,202,233,258.5,284]
["04720","Möbertitz",-14,9.3699999999999992,188,218,242.5,267]
["04720","Mochau",-14,9.3699999999999992,188,218,242.5,267]
["06888","Mochau",-14,9.3699999999999992,188,218,242.5,267]
["74219","Möckmühl",-14,9.26,190,221,245,269]
["04838","Mockrehna",-14,9.3699999999999992,188,218,242.5,267]
["04720","Mockritz",-14,9.3699999999999992,188,218,242.5,267]
["04860","Mockritz",-16,9.3699999999999992,188,218,242.5,267]
["06193","Möderau",-14,9.3699999999999992,188,218,242.5,267]
["19374","Möderitz",-14,8.89,197,227,255,283]
["89426","Mödingen",-16,10.24,200,230,254,278]
["4744.","Moers",-10,10.66,170,202,230,258]
["73563","Mögglingen",-16,9.26,190,221,245,269]
["59519","Möhnesee",-12,8.4700000000000006,205,240,267.5,295]
["86498","Mohrenhausen",-16,10.24,200,230,254,278]
["70567","Möhringen",-14,9.26,190,221,245,269]
["23560","Moisling",-12,8.89,197,227,255,283]
["49696","Molbergen",-12,9.44,187,220,247.5,275]
["04579","Mölbis",-14,9.3699999999999992,188,218,242.5,267]
["04838","Mölbitz",-14,9.3699999999999992,188,218,242.5,267]
["04457","Mölkau",-14,9.3699999999999992,188,218,242.5,267]
["17237","Möllenbeck",-14,8.7200000000000006,197,227,255,283]
["17091","Mölln",-14,8.7200000000000006,197,227,255,283]
["23879","Mölln",-12,8.89,197,227,255,283]
["57482","Möllnicke",-14,8.4700000000000006,205,240,267.5,295]
["99869","Molschleben",-14,8.43,202,233,258.5,284]
["18246","Moltenow",-12,9.0399999999999991,196,226,253.5,281]
["55278","Mommenheim",-12,9.36,186,219,245,271]
["75378","Monakam",-14,9.26,190,221,245,269]
["71083","Mönchberg",-16,9.26,190,221,245,269]
["4106.","Mönchengladbach",-10,10.66,170,202,230,258]
["78087","Mönchweiler",-18,9.26,190,221,245,269]
["53859","Mondorf",-12,8.4700000000000006,205,240,267.5,295]
["86653","Monheim",-16,10.24,200,230,254,278]
["40789","Monheim/Rheinl.",-10,10.66,170,202,230,258]
["17375","Mönkebude",-12,8.7200000000000006,197,227,255,283]
["52156","Monschau",-14,10.24,176,211,239.5,268]
["67590","Monsheim",-12,9.36,191,223,248.5,274]
["71297","Mönsheim",-14,9.26,190,221,245,269]
["82271","Moorenweis",-16,7.42,217,249,272.5,296]
["77815","Moos",-12,10.86,169,197,221,245]
["87493","Moos",-16,7.42,217,249,272.5,296]
["94554","Moos",-18,8.76,194,222,244.5,267]
["89613","Moosbeuren",-16,10.24,200,230,254,278]
["76571","Moosbronn",-14,10.86,169,197,221,245]
["85368","Moosburg/Isar",-16,9.07,190,218,241.5,265]
["84164","Moosthenning",-18,8.76,194,222,244.5,267]
["67700","Morbach",-12,9.36,191,223,248.5,274]
["71577","Morbach",-16,9.26,190,221,245,269]
["54497","Morbach",-14,9.36,186,219,245,271]
["99735","Mörbach",-14,8.43,202,233,258.5,284]
["53913","Morenhoven",-14,8.4700000000000006,205,240,267.5,295]
["64546","Mörfelden-Walldorf",-12,9.5500000000000007,186,216,240.5,265]
["08262","Morgenröthe",-18,7.71,213,246,270,294]
["37186","Moringen",-16,9.73,183,216,240.5,265]
["01468","Moritzburg",-14,9.2899999999999991,189,219,242.5,266]
["06193","Morl",-14,9.3699999999999992,188,218,242.5,267]
["61161","Mörlach",-16,9.73,183,216,240.5,265]
["69509","Mörlenbach",-12,9.5500000000000007,186,216,240.5,265]
["91804","Mörnsheim",-16,9.2200000000000006,192,220,243.5,267]
["51597","Morsbach",-12,8.4700000000000006,205,240,267.5,295]
["76287","Mörsch",-12,10.86,169,197,221,245]
["55758","Mörschied",-14,9.36,186,219,245,271]
["04838","Mörtitz",-14,9.3699999999999992,188,218,242.5,267]
["02999","Mortka",-16,8.68,197,227,251,275]
["14806","Mörz",-14,9.1999999999999993,190,220,244,268]
["76829","Mörzheim",-12,10.86,169,197,221,245]
["74821","Mosbach",-12,9.26,190,221,245,269]
["07973","Moschwitz",-16,8.43,202,233,258.5,284]
["56073","Moselweiß",-14,8.4700000000000006,205,240,267.5,295]
["39291","Möser/Magdeburg",-14,9.3000000000000007,189,219,245,271]
["72116","Mössingen",-18,9.26,190,221,245,269]
["14715","Möthlow",-14,9.1999999999999993,190,220,244,268]
["86753","Möttingen",-16,10.24,200,230,254,278]
["75378","Möttlingen",-16,9.26,190,221,245,269]
["71159","Mötzingen",-16,9.26,190,221,245,269]
["07381","Moxa",-14,8.43,202,233,258.5,284]
["53804","Much",-12,8.4700000000000006,205,240,267.5,295]
["35325","Mücke",-14,9.73,183,216,240.5,265]
["69427","Mudau",-16,9.5500000000000007,186,216,240.5,265]
["19063","Mueß",-12,8.89,197,227,255,283]
["04769","Mügeln",-14,9.3699999999999992,188,218,242.5,267]
["79674","Muggenbrunn",-18,9.26,190,221,245,269]
["91346","Muggendorf",-16,9.2200000000000006,192,220,243.5,267]
["76461","Muggensturm",-12,10.86,169,197,221,245]
["75417","Mühlacker",-14,9.26,190,221,245,269]
["09241","Mühlau",-14,8.43,202,233,258.5,284]
["09557","Mühlbach",-14,8.43,202,233,258.5,284]
["75031","Mühlbach",-14,9.26,190,221,245,269]
["99869","Mühlberg",-14,8.43,202,233,258.5,284]
["04931","Mühlberg",-16,9.3699999999999992,188,218,242.5,267]
["84453","Mühldorf",-16,8.76,194,222,244.5,267]
["77796","Mühlenbach",-16,9.26,190,221,245,269]
["16567","Mühlenbeck",-14,9.14,194,221,246.5,272]
["86444","Mühlhausen",-16,10.24,200,230,254,278]
["99974","Mühlhausen",-14,8.43,202,233,258.5,284]
["08626","Mühlhausen",-18,7.71,213,246,270,294]
["92360","Mühlhausen",-16,9.2200000000000006,192,220,243.5,267]
["78056","Mühlhausen",-18,9.26,190,221,245,269]
["69242","Mühlhausen",-12,9.5500000000000007,186,216,240.5,265]
["73347","Mühlhausen im Täle",-16,9.26,190,221,245,269]
["72172","Mühlheim",-16,9.26,190,221,245,269]
["78570","Mühlheim / Donau",-16,9.26,190,221,245,269]
["63165","Mühlheim/Main",-12,9.5500000000000007,186,216,240.5,265]
["90453","Mühlhof",-16,9.2200000000000006,192,220,243.5,267]
["07919","Mühltroff",-16,7.71,213,246,270,294]
["91735","Muhr am See",-16,9.2200000000000006,192,220,243.5,267]
["09619","Mulda",-16,7.71,213,246,270,294]
["08269","Muldenberg",-18,7.71,213,246,270,294]
["53945","Mülheim",-14,8.4700000000000006,205,240,267.5,295]
["4547.","Mülheim/Ruhr",-10,10.66,170,202,230,258]
["79379","Müllheim",-12,10.86,169,197,221,245]
["15299","Müllrose",-16,9.1,192,221,244.5,268]
["08132","Mülsen bei St. Jacob",-14,8.43,202,233,258.5,284]
["95213","Münchberg",-18,6.95,226,258,280.5,303]
["15748","Münchehofe",-14,9.1,192,221,244.5,268]
["35759","Münchhausen",-14,9.73,183,216,240.5,265]
["70825","Münchingen",-14,9.26,190,221,245,269]
["84034","Münchnerau",-16,8.76,194,222,244.5,267]
["41516","Münchrath",-10,10.66,170,202,230,258]
["94439","Münchsdorf",-16,8.76,194,222,244.5,267]
["77955","Münchweier",-12,10.86,169,197,221,245]
["66981","Münchweiler",-12,9.36,191,223,248.5,274]
["78183","Mundelfingen",-16,9.26,190,221,245,269]
["74395","Mundelsheim",-12,9.26,190,221,245,269]
["89597","Munderkingen",-14,10.24,200,230,254,278]
["79312","Mundingen",-12,10.86,169,197,221,245]
["50933","Müngersdorf",-12,10.66,170,202,230,258]
["82541","Münsing",-16,7.42,217,249,272.5,296]
["72525","Münsingen/Württ.",-16,9.26,190,221,245,269]
["29633","Munster",-14,9.44,187,220,247.5,275]
["481..","Münster",-12,9.44,187,220,247.5,275]
["65618","Münster",-14,8.4700000000000006,205,240,267.5,295]
["86692","Münster/Lech",-16,10.24,200,230,254,278]
["56294","Münstermaifeld",-12,8.4700000000000006,205,240,267.5,295]
["79244","Münstertal",-18,10.86,169,197,221,245]
["35516","Münzenberg",-14,9.73,183,216,240.5,265]
["76703","Münzesheim",-12,9.26,190,221,245,269]
["86757","Munzingen",-16,10.24,200,230,254,278]
["79730","Murg",-12,9.26,190,221,245,269]
["82418","Murnau",-16,7.42,217,249,272.5,296]
["71711","Murr",-12,9.26,190,221,245,269]
["71540","Murrhardt",-16,9.26,190,221,245,269]
["09228","Murschnitz",-14,8.43,202,233,258.5,284]
["88371","Musbach",-14,9.26,190,221,245,269]
["70771","Musberg",-14,9.26,190,221,245,269]
["06679","Muschwitz",-14,9.3699999999999992,188,218,242.5,267]
["46395","Mussum",-10,10.66,170,202,230,258]
["73557","Mutlangen",-16,9.26,190,221,245,269]
["76307","Mutschelbach",-14,9.26,190,221,245,269]
["88456","Muttensweiler",-16,9.26,190,221,245,269]
["67112","Mutterstadt",-12,9.36,191,223,248.5,274]
["14823","Mützdorf",-14,9.1999999999999993,190,220,244,268]
["39307","Mützel",-14,9.3000000000000007,189,219,245,271]
["54608","Mützenich",-14,9.36,186,219,245,271]
["04688","Mutzschen",-14,9.3699999999999992,188,218,242.5,267]
["41849","Myhl",-10,10.66,170,202,230,258]
["08499","Mylau",-16,8.43,202,233,258.5,284]
["73230","Nabern",-16,9.26,190,221,245,269]
["55299","Nackenheim",-12,9.36,186,219,245,271]
["06785","Naderkau",-14,9.3699999999999992,188,218,242.5,267]
["72202","Nagold",-16,9.26,190,221,245,269]
["86720","Nähermemmingen",-16,10.24,200,230,254,278]
["07973","Naitschau",-16,8.43,202,233,258.5,284]
["66809","Nalbach",-12,9.36,191,223,248.5,274]
["85405","Nandlstadt",-16,9.07,190,218,241.5,265]
["02979","Nardt",-16,8.68,197,227,251,275]
["04657","Narsdorf",-14,9.3699999999999992,188,218,242.5,267]
["27404","Nartum",-12,9.4,190,223,252,281]
["23936","Naschendorf",-10,8.89,197,227,255,283]
["04758","Nasenberg",-14,9.3699999999999992,188,218,242.5,267]
["29857","Natendorf",-14,9.44,187,220,247.5,275]
["89564","Nattheim",-16,10.24,200,230,254,278]
["14641","Nauen",-14,9.1999999999999993,190,220,244,268]
["64569","Nauheim",-12,10.86,169,197,221,245]
["34311","Naumburg",-14,9.73,183,216,240.5,265]
["06618","Naumburg",-14,9.3699999999999992,188,218,242.5,267]
["01796","Naundorf",-14,9.2899999999999991,189,219,242.5,266]
["04683","Naunhof",-14,9.3699999999999992,188,218,242.5,267]
["04703","Naunhof",-14,9.3699999999999992,188,218,242.5,267]
["56237","Nauort",-14,8.4700000000000006,205,240,267.5,295]
["65207","Naurod",-14,8.4700000000000006,205,240,267.5,295]
["06571","Nausitz",-14,9.3699999999999992,188,218,242.5,267]
["01920","Naußlitz",-16,9.2899999999999991,189,219,242.5,266]
["71126","Nebringen",-16,9.26,190,221,245,269]
["74924","Neckarbischofsheim",-12,9.26,190,221,245,269]
["69151","Neckargemünd",-12,9.5500000000000007,186,216,240.5,265]
["69437","Neckargerach",-12,9.5500000000000007,186,216,240.5,265]
["72622","Neckarhausen",-14,9.26,190,221,245,269]
["71686","Neckarrems",-12,9.26,190,221,245,269]
["74172","Neckarsulm",-12,9.26,190,221,245,269]
["72666","Neckartailfingen",-14,9.26,190,221,245,269]
["72654","Neckartenzlingen",-16,9.26,190,221,245,269]
["74382","Neckarwestheim",-12,9.26,190,221,245,269]
["74865","Neckarzimmern",-12,9.26,190,221,245,269]
["17039","Neddemin",-14,8.7200000000000006,197,227,255,283]
["26802","Neermoor",-10,9.93,181,215,245.5,276]
["21398","Neetze",-12,9.2200000000000006,192,225,253.5,282]
["37643","Negenborn",-14,9.73,183,216,240.5,265]
["597..","Neheim-Hüsten",-12,8.4700000000000006,205,240,267.5,295]
["06193","Nehlitz",-14,9.3699999999999992,188,218,242.5,267]
["72147","Nehren",-16,9.26,190,221,245,269]
["73272","Neidlingen",-16,9.26,190,221,245,269]
["74336","Neipperg",-12,9.26,190,221,245,269]
["57638","Neitersen",-14,8.4700000000000006,205,240,267.5,295]
["89191","Nellingen",-18,10.24,200,230,254,278]
["73760","Nellingen",-14,9.26,190,221,245,269]
["72149","Nellingsheim",-16,9.26,190,221,245,269]
["71397","Nellmersbach",-14,9.26,190,221,245,269]
["06268","Nemsdorf",-14,9.3699999999999992,188,218,242.5,267]
["78532","Nendingen",-16,9.26,190,221,245,269]
["56412","Nentershausen",-14,8.4700000000000006,205,240,267.5,295]
["04828","Nepperwitz",-16,9.3699999999999992,188,218,242.5,267]
["04685","Nerchau",-14,9.3699999999999992,188,218,242.5,267]
["54570","Neroth",-14,9.36,186,219,245,271]
["14806","Neschholz",-14,9.1999999999999993,190,220,244,268]
["02699","Neschwitz",-16,8.68,197,227,251,275]
["27612","Nesse",-10,9.4,190,223,252,281]
["77767","Nesselried",-12,10.86,169,197,221,245]
["57250","Netphen",-14,8.4700000000000006,205,240,267.5,295]
["53947","Nettersheim",-14,8.4700000000000006,205,240,267.5,295]
["41334","Nettetal",-10,10.66,170,202,230,258]
["31185","Nettlingen",-14,9.44,187,220,247.5,275]
["31099","Netze",-16,9.44,187,220,247.5,275]
["17440","Netzelkow",-12,8.7200000000000006,197,227,255,283]
["08491","Netzschkau",-16,8.43,202,233,258.5,284]
["61267","Neu Anspach",-14,9.73,183,216,240.5,265]
["55546","Neu Bamberg",-12,9.36,186,219,245,271]
["02699","Neu Jeßnitz",-16,8.68,197,227,251,275]
["17348","Neu Käbelich",-14,8.7200000000000006,197,227,255,283]
["06449","Neu Königsaue",-14,9.3699999999999992,188,218,242.5,267]
["02829","Neu Krauscha",-16,8.68,197,227,251,275]
["18586","Neu Reddevitz",-10,9.0399999999999991,196,226,253.5,281]
["21629","Neu Wulmsdorf",-12,9.4,190,223,252,281]
["24879","Neuberend",-10,8.51,204,239,269.5,300]
["83115","Neubeuern",-18,7.01,227,260,283,306]
["1703.","Neubrandenburg",-14,8.7200000000000006,197,227,255,283]
["73453","Neubronn",-16,9.26,190,221,245,269]
["75387","Neubulach",-16,9.26,190,221,245,269]
["76776","Neuburg",-12,10.86,169,197,221,245]
["74861","Neudenau",-12,9.26,190,221,245,269]
["78166","Neudingen",-16,9.26,190,221,245,269]
["76676","Neudorf",-12,10.86,169,197,221,245]
["01920","Neudörfel",-16,9.2899999999999991,189,219,242.5,266]
["08543","Neudörfel",-16,7.71,213,246,270,294]
["02739","Neueibau",-16,8.68,197,227,251,275]
["33100","Neuenbeken",-14,9.73,183,216,240.5,265]
["75305","Neuenbürg",-14,9.26,190,221,245,269]
["7939.","Neuenburg am Rhein",-12,10.86,169,197,221,245]
["18516","Neuendorf",-12,9.0399999999999991,196,226,253.5,281]
["15518","Neuendorf im Sande",-14,9.1,192,221,244.5,268]
["15366","Neuenhagen",-14,9.1,192,221,244.5,268]
["72631","Neuenhaus",-14,9.26,190,221,245,269]
["39345","Neuenhofe",-14,9.3000000000000007,189,219,245,271]
["28790","Neuenkirchen",-10,9.4,190,223,252,281]
["17498","Neuenkirchen",-12,8.7200000000000006,197,227,255,283]
["29643","Neuenkirchen",-12,9.44,187,220,247.5,275]
["48485","Neuenkirchen",-12,9.44,187,220,247.5,275]
["49434","Neuenkirchen",-12,9.44,187,220,247.5,275]
["18445","Neuenpleen",-10,9.0399999999999991,196,226,253.5,281]
["08451","Neuensalz",-16,8.43,202,233,258.5,284]
["74196","Neuenstadt",-12,9.26,190,221,245,269]
["36286","Neuenstein",-16,9.73,183,216,240.5,265]
["85375","Neufahrn",-18,9.07,190,218,241.5,265]
["84088","Neufahrn",-18,8.76,194,222,244.5,267]
["72639","Neuffen",-16,9.26,190,221,245,269]
["85464","Neufinsing",-16,9.07,190,218,241.5,265]
["72419","Neufra",-16,9.26,190,221,245,269]
["88499","Neufra",-14,9.26,190,221,245,269]
["88682","Neufrach",-14,9.26,190,221,245,269]
["84181","Neufraunhofen",-16,8.76,194,222,244.5,267]
["02727","Neugersdorf",-16,8.68,197,227,251,275]
["85659","Neuharting",-16,9.07,190,218,241.5,265]
["37603","Neuhaus",-14,9.73,183,216,240.5,265]
["91284","Neuhaus",-16,9.2200000000000006,192,220,243.5,267]
["19273","Neuhaus",-12,8.89,197,227,255,283]
["89291","Neuhausen",-16,10.24,200,230,254,278]
["67547","Neuhausen",-12,9.36,191,223,248.5,274]
["72555","Neuhausen",-16,9.26,190,221,245,269]
["73765","Neuhausen",-14,9.26,190,221,245,269]
["75242","Neuhausen",-14,9.26,190,221,245,269]
["75382","Neuhengstett",-14,9.26,190,221,245,269]
["01920","Neuhof",-16,9.2899999999999991,189,219,242.5,266]
["90616","Neuhof a. d. Zenn",-16,9.2200000000000006,192,220,243.5,267]
["67141","Neuhofen",-12,9.36,191,223,248.5,274]
["16515","Neuholland",-14,9.14,194,221,246.5,272]
["63263","Neu-Isenburg",-12,9.5500000000000007,186,216,240.5,265]
["02699","Neu-Jessnitz",-16,8.68,197,227,251,275]
["01904","Neukirch",-16,9.2899999999999991,189,219,242.5,266]
["01936","Neukirch",-16,9.2899999999999991,189,219,242.5,266]
["88099","Neukirch",-14,9.7100000000000009,186,214,237.5,261]
["08459","Neukirchen",-14,8.43,202,233,258.5,284]
["92259","Neukirchen",-16,9.2200000000000006,192,220,243.5,267]
["23779","Neukirchen",-10,8.89,197,227,255,283]
["93453","Neukirchen",-18,8.76,194,222,244.5,267]
["94127","Neukirchen",-16,8.76,194,222,244.5,267]
["94362","Neukirchen",-18,8.76,194,222,244.5,267]
["94154","Neukirchen v. W.",-16,8.76,194,222,244.5,267]
["47506","Neukirchen-Vluyn",-10,10.66,170,202,230,258]
["23992","Neukloster",-12,8.89,197,227,255,283]
["21710","Neuland, Kr. Stade",-10,9.2200000000000006,192,225,253.5,282]
["98744","Neu-Leibis",-16,7.71,213,246,270,294]
["73491","Neuler",-16,9.26,190,221,245,269]
["75245","Neulingen",-14,9.26,190,221,245,269]
["68809","Neulußheim",-12,10.86,169,197,221,245]
["54347","Neumagen",-10,9.36,186,219,245,271]
["15306","Neu-Mahlisch",-16,9.1,192,221,244.5,268]
["92318","Neumarkt",-16,9.2200000000000006,192,220,243.5,267]
["2453.","Neumünster",-12,8.51,204,239,269.5,300]
["39418","Neundorf",-14,9.3000000000000007,189,219,245,271]
["08527","Neundorf",-16,7.71,213,246,270,294]
["73479","Neunheim",-16,9.26,190,221,245,269]
["57520","Neunkhausen",-14,8.4700000000000006,205,240,267.5,295]
["53819","Neunkirchen",-12,8.4700000000000006,205,240,267.5,295]
["57290","Neunkirchen",-14,8.4700000000000006,205,240,267.5,295]
["91233","Neunkirchen",-16,9.2200000000000006,192,220,243.5,267]
["74867","Neunkirchen",-12,9.26,190,221,245,269]
["91077","Neunkirchen a.B.",-16,9.2200000000000006,192,220,243.5,267]
["665..","Neunkirchen/Saar",-12,9.36,191,223,248.5,274]
["91567","Neunstetten",-16,9.2200000000000006,192,220,243.5,267]
["84524","Neuötting",-16,8.76,194,222,244.5,267]
["06333","Neuplatendorf",-14,9.3699999999999992,188,218,242.5,267]
["02699","Neupuschwitz",-16,8.68,197,227,251,275]
["41517","Neurath",-12,10.66,170,202,230,258]
["76149","Neureut",-12,10.86,169,197,221,245]
["77743","Neuried",-12,10.86,169,197,221,245]
["16816","Neuruppin",-14,9.14,194,221,246.5,272]
["02742","Neusalza-Spremberg",-16,8.68,197,227,251,275]
["86356","Neusäß",-16,10.24,200,230,254,278]
["91330","Neuses",-16,9.2200000000000006,192,220,243.5,267]
["91616","Neusitz",-16,9.2200000000000006,192,220,243.5,267]
["95700","Neusorg",-18,6.95,226,258,280.5,303]
["41363","Neu-Spenrath",-12,10.66,170,202,230,258]
["4146.","Neuss",-10,10.66,170,202,230,258]
["41472","Neuss - Grefrath",-10,10.66,170,202,230,258]
["41470","Neuss - Rosellen",-10,10.66,170,202,230,258]
["01844","Neustadt",-14,9.2899999999999991,189,219,242.5,266]
["53577","Neustadt",-14,8.4700000000000006,205,240,267.5,295]
["92660","Neustadt",-16,9.2200000000000006,192,220,243.5,267]
["71336","Neustadt",-14,9.26,190,221,245,269]
["19306","Neustadt - Glewe",-14,8.89,197,227,255,283]
["35279","Neustadt (Hessen)",-14,9.73,183,216,240.5,265]
["95514","Neustadt a. Kulm",-16,6.95,226,258,280.5,303]
["31535","Neustadt am Rübenberge",-14,9.44,187,220,247.5,275]
["91413","Neustadt an der Aisch",-16,9.2200000000000006,192,220,243.5,267]
["96465","Neustadt bei Coburg",-16,9.0299999999999994,194,223,247,271]
["93333","Neustadt/Donau",-18,8.76,194,222,244.5,267]
["07806","Neustadt/Orla",-14,8.43,202,233,258.5,284]
["67433","Neustadt/Weinstraße",-10,9.36,191,223,248.5,274]
["72149","Neustetten",-16,9.26,190,221,245,269]
["17235","Neustrelitz",-14,8.7200000000000006,197,227,255,283]
["17268","Neu-Temmen",-14,8.7200000000000006,197,227,255,283]
["76689","Neuthard",-12,10.86,169,197,221,245]
["93073","Neutraubling",-16,8.76,194,222,244.5,267]
["15320","Neutrebbin",-14,9.1,192,221,244.5,268]
["8923.","Neu-Ulm",-14,10.24,200,230,254,278]
["30916","Neuwarmbüchen",-14,9.44,187,220,247.5,275]
["39393","Neuwegersleben",-14,9.3000000000000007,189,219,245,271]
["76534","Neuweier",-14,10.86,169,197,221,245]
["71093","Neuweiler",-16,9.26,190,221,245,269]
["75389","Neuweiler",-16,9.26,190,221,245,269]
["04828","Neuweißenborn",-14,9.3699999999999992,188,218,242.5,267]
["41066","Neuwerk",-10,10.66,170,202,230,258]
["5656.","Neuwied",-12,8.4700000000000006,205,240,267.5,295]
["23816","Neversdorf",-12,8.89,197,227,255,283]
["4254.","Neviges",-12,10.66,170,202,230,258]
["54309","Newel",-14,9.36,186,219,245,271]
["03253","Nexdorf",-16,9.1,192,221,244.5,268]
["56645","Nickenich",-14,8.4700000000000006,205,240,267.5,295]
["04703","Nicollschwitz",-14,9.3699999999999992,188,218,242.5,267]
["63667","Nidda",-12,9.5500000000000007,186,216,240.5,265]
["61194","Niddatal",-12,9.73,183,216,240.5,265]
["61130","Nidderau-Windecken",-12,9.73,183,216,240.5,265]
["52385","Nideggen",-14,10.24,176,211,239.5,268]
["75210","Niebelsbach",-14,9.26,190,221,245,269]
["07580","Niebra",-14,8.43,202,233,258.5,284]
["65934","Nied",-12,10.37,176,205,228.5,252]
["34305","Niedenstein",-14,9.73,183,216,240.5,265]
["02906","Nieder Seifersdorf",-16,8.68,197,227,251,275]
["56729","Niederbaar",-14,8.4700000000000006,205,240,267.5,295]
["53343","Niederbachem",-14,8.4700000000000006,205,240,267.5,295]
["09627","Niederbobritzsch",-16,8.43,202,233,258.5,284]
["65611","Niederbrechen",-12,8.4700000000000006,205,240,267.5,295]
["02708","Niedercunnersdorf",-16,8.68,197,227,251,275]
["33739","Niederdornberg",-12,9.73,183,216,240.5,265]
["56651","Niederdürenbach",-14,8.4700000000000006,205,240,267.5,295]
["56412","Niederelbert",-14,8.4700000000000006,205,240,267.5,295]
["60437","Nieder-Erlenbach",-14,10.37,176,205,228.5,252]
["78078","Niedereschach",-16,9.26,190,221,245,269]
["67592","Nieder-Flörsheim",-12,9.36,191,223,248.5,274]
["09243","Niederfrohna",-14,8.43,202,233,258.5,284]
["04618","Niederhain",-14,9.3699999999999992,188,218,242.5,267]
["65760","Niederhöchstadt",-12,8.4700000000000006,205,240,267.5,295]
["79730","Niederhof",-12,9.26,190,221,245,269]
["89604","Niederhofen",-14,10.24,200,230,254,278]
["37269","Niederhone",-14,9.73,183,216,240.5,265]
["53501","Niederich",-14,8.4700000000000006,205,240,267.5,295]
["63486","Niederissigheim",-12,9.5500000000000007,186,216,240.5,265]
["65817","Niederjosbach",-10,8.4700000000000006,205,240,267.5,295]
["53859","Niederkassel",-12,8.4700000000000006,205,240,267.5,295]
["41372","Niederkrüchten",-10,10.66,170,202,230,258]
["15751","Niederlehme",-14,9.1,192,221,244.5,268]
["39264","Niederlepte",-14,9.3000000000000007,189,219,245,271]
["56556","Niederlützingen",-12,8.4700000000000006,205,240,267.5,295]
["08138","Niedermülsen",-14,8.43,202,233,258.5,284]
["92545","Niedermurach",-18,9.2200000000000006,192,220,243.5,267]
["39167","Niederndodeleben",-14,9.3000000000000007,189,219,245,271]
["74676","Niedernhall",-14,9.26,190,221,245,269]
["65527","Niedernhausen",-14,8.4700000000000006,205,240,267.5,295]
["37133","Niedernjesa",-16,9.73,183,216,240.5,265]
["27432","Nieder-Ochtenhausen",-12,9.4,190,223,252,281]
["02791","Niederoderwitz",-16,8.68,197,227,251,275]
["35325","Nieder-Ohmen",-14,9.73,183,216,240.5,265]
["35325","Nieder-Ohmen",-14,9.73,183,216,240.5,265]
["86381","Niederraunau",-16,10.24,200,230,254,278]
["87767","Niederrieden",-16,10.24,200,230,254,278]
["08393","Niederschindmaas",-14,8.43,202,233,258.5,284]
["34497","Niederschleidern",-16,9.73,183,216,240.5,265]
["77749","Niederschopfheim",-12,10.86,169,197,221,245]
["54570","Niederstadtfeld",-14,9.36,186,219,245,271]
["89168","Niederstotzingen",-16,10.24,200,230,254,278]
["84494","Niedertaufkirchen",-16,8.76,194,222,244.5,267]
["35274","Niederwald",-12,9.73,183,216,240.5,265]
["56357","Niederwallmenach",-12,8.4700000000000006,205,240,267.5,295]
["79379","Niederweiler",-14,10.86,169,197,221,245]
["08396","Niederwiera",-14,8.43,202,233,258.5,284]
["79733","Niederwihl",-14,9.26,190,221,245,269]
["79297","Niederwinden",-16,9.26,190,221,245,269]
["55758","Niederworresbach",-14,9.36,186,219,245,271]
["66440","Niederwürzbach",-12,9.36,191,223,248.5,274]
["52382","Niederzier",-12,10.24,176,211,239.5,268]
["56651","Niederzissen",-14,8.4700000000000006,205,240,267.5,295]
["75223","Niefern",-14,9.26,190,221,245,269]
["67308","Niefernheim",-12,9.36,191,223,248.5,274]
["01561","Niegeroda",-16,9.2899999999999991,189,219,242.5,266]
["33039","Nieheim",-14,9.73,183,216,240.5,265]
["19258","Nieklitz",-12,8.89,197,227,255,283]
["01968","Niemtsch",-16,9.2899999999999991,189,219,242.5,266]
["31582","Nienburg/Weser",-12,9.44,187,220,247.5,275]
["29690","Nienhagen",-12,9.44,187,220,247.5,275]
["29364","Nienhof",-14,9.44,187,220,247.5,275]
["19017","Nienmark",-12,8.89,197,227,255,283]
["31688","Nienstädt",-14,9.44,187,220,247.5,275]
["31035","Nienstedt",-14,9.44,187,220,247.5,275]
["31848","Nienstedt",-14,9.44,187,220,247.5,275]
["01609","Nieska",-16,9.2899999999999991,189,219,242.5,266]
["02906","Niesky",-16,8.68,197,227,251,275]
["79331","Nimburg",-12,10.86,169,197,221,245]
["04626","Nischwitz",-14,9.3699999999999992,188,218,242.5,267]
["04808","Nischwitz",-14,9.3699999999999992,188,218,242.5,267]
["54453","Nittel",-12,9.36,186,219,245,271]
["93152","Nittendorf",-16,8.76,194,222,244.5,267]
["56729","Nitz",-14,8.4700000000000006,205,240,267.5,295]
["39539","Nitzow",-14,9.3000000000000007,189,219,245,271]
["04639","Nitzschka",-14,9.3699999999999992,188,218,242.5,267]
["66625","Nohfelden",-14,9.36,191,223,248.5,274]
["54579","Nollenbach",-14,9.36,186,219,245,271]
["53639","Nonnenberg",-12,8.4700000000000006,205,240,267.5,295]
["77963","Nonnenweier",-12,10.86,169,197,221,245]
["66620","Nonnweiler",-14,9.36,191,223,248.5,274]
["24811","Norby",-12,8.51,204,239,269.5,300]
["26954","Nordenham",-10,9.93,181,215,245.5,276]
["26548","Norderney",-10,9.93,181,215,245.5,276]
["22851","Norderstedt",-12,9.2200000000000006,192,225,253.5,282]
["96365","Nordhalden",-18,9.0299999999999994,194,223,247,271]
["99734","Nordhausen",-14,8.43,202,233,258.5,284]
["74226","Nordhausen",-12,9.26,190,221,245,269]
["27637","Nordholz",-10,9.4,190,223,252,281]
["4852.","Nordhorn",-10,9.44,187,220,247.5,275]
["86720","Nördlingen",-16,10.24,200,230,254,278]
["77787","Nordrach",-14,9.26,190,221,245,269]
["34132","Nordshausen/Kassel",-14,9.73,183,216,240.5,265]
["31171","Nordstemmen",-14,9.44,187,220,247.5,275]
["72160","Nordstetten",-16,9.26,190,221,245,269]
["25845","Nordstrand",-10,8.91,199,231,262.5,294]
["79341","Nordweil",-12,10.86,169,197,221,245]
["27211","Nordwohlde",-12,9.4,190,223,252,281]
["89312","Nornheim",-16,10.24,200,230,254,278]
["37176","Nörten-Hardenberg",-16,9.73,183,216,240.5,265]
["37154","Northeim",-16,9.73,183,216,240.5,265]
["52388","Nörvenich",-12,10.24,176,211,239.5,268]
["04749","Noschkowitz",-14,9.3699999999999992,188,218,242.5,267]
["02627","Nostitz",-16,8.68,197,227,251,275]
["53902","Nöthen",-14,8.4700000000000006,205,240,267.5,295]
["79254","Notschrei",-18,9.26,190,221,245,269]
["75196","Nöttingen",-14,9.26,190,221,245,269]
["48301","Nottuln",-12,9.44,187,220,247.5,275]
["73274","Notzingen",-16,9.26,190,221,245,269]
["97720","Nüdlingen",-14,9.5500000000000007,186,216,240.5,265]
["71154","Nufringen",-16,9.26,190,221,245,269]
["51588","Nümbrecht",-12,8.4700000000000006,205,240,267.5,295]
["66687","Nunkirchen",-12,9.36,191,223,248.5,274]
["53520","Nürburg",-14,8.4700000000000006,205,240,267.5,295]
["72622","Nürtingen",-14,9.26,190,221,245,269]
["54675","Nusbaum",-14,9.36,186,219,245,271]
["77704","Nußbach",-12,10.86,169,197,221,245]
["83131","Nußdorf",-18,7.01,227,260,283,306]
["71735","Nussdorf",-14,9.26,190,221,245,269]
["69226","Nußloch",-12,9.5500000000000007,186,216,240.5,265]
["36088","Nüst",-14,9.73,183,216,240.5,265]
["76703","Oberacker",-12,9.26,190,221,245,269]
["70771","Oberaichen",-14,9.26,190,221,245,269]
["79761","Oberalpfen",-14,9.26,190,221,245,269]
["82487","Oberammergau",-18,7.42,217,249,272.5,296]
["04618","Oberarnsdorf",-14,9.3699999999999992,188,218,242.5,267]
["82496","Oberau",-18,7.42,217,249,272.5,296]
["83080","Oberaudorf",-18,7.01,227,260,283,306]
["56729","Oberbaar",-14,8.4700000000000006,205,240,267.5,295]
["97772","Oberbach",-16,9.5500000000000007,186,216,240.5,265]
["78073","Oberbaldingen",-16,9.26,190,221,245,269]
["79235","Oberbergen",-12,10.86,169,197,221,245]
["72644","Oberboihingen",-14,9.26,190,221,245,269]
["65611","Oberbrechen",-12,8.4700000000000006,205,240,267.5,295]
["36284","Oberbreitzbach",-14,9.73,183,216,240.5,265]
["52525","Oberbruch",-10,10.24,176,211,239.5,268]
["01762","Obercarsdorf",-14,9.2899999999999991,189,219,242.5,266]
["08147","Obercrinitz",-16,8.43,202,233,258.5,284]
["02708","Obercunnersdorf",-16,8.68,197,227,251,275]
["75038","Oberderdingen",-14,9.26,190,221,245,269]
["69429","Oberdielbach",-14,9.5500000000000007,186,216,240.5,265]
["88085","Oberdorf",-12,9.7100000000000009,186,214,237.5,261]
["73441","Oberdorf",-16,9.26,190,221,245,269]
["88348","Obereggatsweiler",-16,9.26,190,221,245,269]
["79418","Obereggenen",-14,10.86,169,197,221,245]
["97247","Obereisenheim",-14,9.5500000000000007,186,216,240.5,265]
["56412","Oberelbert",-14,8.4700000000000006,205,240,267.5,295]
["99819","Oberellen",-16,7.71,213,246,270,294]
["61352","Ober-Erlenbach",-14,9.73,183,216,240.5,265]
["88436","Oberessendorf",-16,9.26,190,221,245,269]
["90559","Oberferrieden (Burgthann)",-16,9.2200000000000006,192,220,243.5,267]
["01762","Oberfrauendorf",-14,9.2899999999999991,189,219,242.5,266]
["53894","Obergartzem",-14,8.4700000000000006,205,240,267.5,295]
["94486","Obergessenbach",-18,8.76,194,222,244.5,267]
["74831","Obergriesheim",-12,9.26,190,221,245,269]
["76646","Obergrombach",-12,9.26,190,221,245,269]
["73569","Obergröningen",-16,9.26,190,221,245,269]
["82041","Oberhaching",-16,7.42,217,249,272.5,296]
["18239","Oberhagen",-12,9.0399999999999991,196,226,253.5,281]
["96173","Oberhaid",-16,9.0299999999999994,194,223,247,271]
["77784","Oberharmersbach",-14,9.26,190,221,245,269]
["75387","Oberhaugstett",-16,9.26,190,221,245,269]
["86154","Oberhausen",-16,10.24,200,230,254,278]
["46147","Oberhausen",-10,10.7,170,202,230,258]
["68794","Oberhausen",-12,10.86,169,197,221,245]
["82386","Oberhausen",-16,7.42,217,249,272.5,296]
["76887","Oberhausen",-12,9.36,191,223,248.5,274]
["68794","Oberhausen-Rheinhausen",-12,10.86,169,197,221,245]
["08468","Oberheinsdorf",-16,8.43,202,233,258.5,284]
["98559","Oberhof",-16,7.71,213,246,270,294]
["23948","Oberhof",-10,8.89,197,227,255,283]
["88447","Oberhöfen",-16,9.26,190,221,245,269]
["84503","Oberholzhausen",-16,8.76,194,222,244.5,267]
["88480","Oberholzheim",-16,9.26,190,221,245,269]
["97258","Oberickelsheim",-16,9.5500000000000007,186,216,240.5,265]
["72296","Oberiflingen",-16,9.26,190,221,245,269]
["71083","Oberjesingen",-16,9.26,190,221,245,269]
["71131","Oberjettingen",-16,9.26,190,221,245,269]
["77704","Oberkirch",-14,10.86,169,197,221,245]
["31683","Oberkirchen",-14,9.44,187,220,247.5,275]
["57392","Oberkirchen",-14,8.4700000000000006,205,240,267.5,295]
["73447","Oberkochen",-16,9.26,190,221,245,269]
["75394","Oberkollbach",-16,9.26,190,221,245,269]
["07922","Oberkoskau",-16,7.71,213,246,270,294]
["97488","Oberlauringen",-16,9.5500000000000007,186,216,240.5,265]
["07356","Oberlemnitz",-18,7.71,213,246,270,294]
["75328","Oberlengenhardt",-16,9.26,190,221,245,269]
["08527","Oberlosa",-16,7.71,213,246,270,294]
["32479","Oberlübbe",-12,9.73,183,216,240.5,265]
["89611","Obermarchtal",-14,10.24,200,230,254,278]
["86836","Obermeitingen",-16,7.42,217,249,272.5,296]
["90587","Obermichelbach",-16,9.2200000000000006,192,220,243.5,267]
["61239","Ober-Mörlen",-14,9.73,183,216,240.5,265]
["67823","Obermoschel",-12,9.36,191,223,248.5,274]
["63785","Obernburg",-12,9.5500000000000007,186,216,240.5,265]
["86698","Oberndorf",-16,10.24,200,230,254,278]
["99310","Oberndorf",-14,8.43,202,233,258.5,284]
["35606","Oberndorf",-12,9.73,183,216,240.5,265]
["84107","Oberndorf",-16,8.76,194,222,244.5,267]
["72108","Oberndorf",-16,9.26,190,221,245,269]
["78727","Oberndorf/Neckar",-16,9.26,190,221,245,269]
["75217","Obernhausen",-14,9.26,190,221,245,269]
["72364","Obernheim",-18,9.26,190,221,245,269]
["37124","Obernjesa",-16,9.73,183,216,240.5,265]
["94130","Obernzell",-16,8.76,194,222,244.5,267]
["02744","Oberoderwitz",-16,8.68,197,227,251,275]
["86869","Oberostendorf",-16,7.42,217,249,272.5,296]
["76889","Oberotterbach",-12,9.36,191,223,248.5,274]
["86507","Oberottmarshausen",-16,10.24,200,230,254,278]
["76703","Oberöwisheim",-12,9.26,190,221,245,269]
["53639","Oberpleis",-12,8.4700000000000006,205,240,267.5,295]
["94562","Oberpöring",-18,8.76,194,222,244.5,267]
["79215","Oberprechtal",-16,9.26,190,221,245,269]
["35641","Oberquembach",-14,9.73,183,216,240.5,265]
["64372","Ober-Ramstadt",-14,9.5500000000000007,186,216,240.5,265]
["04720","Oberranschütz",-14,9.3699999999999992,188,218,242.5,267]
["91097","Oberreichenbach",-16,9.2200000000000006,192,220,243.5,267]
["75394","Oberreichenbach",-16,9.26,190,221,245,269]
["61389","Oberreifenberg",-16,9.73,183,216,240.5,265]
["79254","Oberried",-18,9.26,190,221,245,269]
["71739","Oberriexingen",-12,9.26,190,221,245,269]
["79206","Oberrimsingen",-12,10.86,169,197,221,245]
["06528","Oberröblingen",-14,9.3699999999999992,188,218,242.5,267]
["36041","Oberrode",-14,9.73,183,216,240.5,265]
["74420","Oberrot",-16,9.26,190,221,245,269]
["79233","Oberrotweil",-12,9.26,190,221,245,269]
["91483","Oberscheinfeld",-16,9.2200000000000006,192,220,243.5,267]
["76889","Oberschlettenbach",-12,9.36,191,223,248.5,274]
["73485","Oberschneidheim",-16,9.26,190,221,245,269]
["94363","Oberschneiding",-18,8.76,194,222,244.5,267]
["09600","Oberschöna",-16,8.43,202,233,258.5,284]
["77948","Oberschopfheim",-12,10.86,169,197,221,245]
["72221","Oberschwandorf",-16,9.26,190,221,245,269]
["97478","Oberschwappach",-16,9.5500000000000007,186,216,240.5,265]
["88410","Oberschwarzach",-16,9.26,190,221,245,269]
["02763","Oberseifersdorf",-16,8.68,197,227,251,275]
["65520","Oberselters",-14,8.4700000000000006,205,240,267.5,295]
["57078","Obersetzen",-14,8.4700000000000006,205,240,267.5,295]
["38173","Obersickte",-14,9.3000000000000007,189,219,245,271]
["66957","Obersimten",-12,9.36,191,223,248.5,274]
["74423","Obersontheim",-16,9.26,190,221,245,269]
["97509","Oberspiesheim",-14,9.5500000000000007,186,216,240.5,265]
["89613","Oberstadion",-14,10.24,200,230,254,278]
["54570","Oberstadtfeld",-14,9.36,186,219,245,271]
["8752.","Oberstaufen",-18,7.42,217,249,272.5,296]
["71720","Oberstenfeld",-14,9.26,190,221,245,269]
["72531","Oberstetten",-18,9.26,190,221,245,269]
["88416","Oberstetten ",-16,9.26,190,221,245,269]
["97640","Oberstreu",-14,9.5500000000000007,186,216,240.5,265]
["74182","Obersulm",-14,9.26,190,221,245,269]
["88471","Obersulmetingen",-16,9.26,190,221,245,269]
["84101","Obersüßbach",-16,8.76,194,222,244.5,267]
["99444","Obersynderstedt",-14,8.43,202,233,258.5,284]
["88094","Oberteuringen",-14,9.7100000000000009,186,214,237.5,261]
["97723","Oberthulba",-14,9.5500000000000007,186,216,240.5,265]
["73656","Oberurbach",-16,9.26,190,221,245,269]
["61440","Oberursel/Taunus",-12,9.73,183,216,240.5,265]
["92526","Oberviechtach",-16,9.2200000000000006,192,220,243.5,267]
["34281","Obervorschütz",-14,9.73,183,216,240.5,265]
["89349","Oberwaldbach",-16,10.24,200,230,254,278]
["79780","Oberwangen",-14,9.26,190,221,245,269]
["77948","Oberweier",-12,10.86,169,197,221,245]
["72226","Oberweiler",-16,9.26,190,221,245,269]
["71554","Oberweissach",-14,9.26,190,221,245,269]
["79862","Oberweschnegg",-16,9.26,190,221,245,269]
["55430","Oberwesel",-14,9.36,186,219,245,271]
["34399","Oberweser",-12,9.73,183,216,240.5,265]
["08396","Oberwiera",-14,8.43,202,233,258.5,284]
["92355","Oberwiesenacker",-16,9.2200000000000006,192,220,243.5,267]
["86519","Oberwiesenbach",-16,10.24,200,230,254,278]
["79733","Oberwihl",-12,9.26,190,221,245,269]
["74747","Oberwittstadt",-14,9.26,190,221,245,269]
["77709","Oberwolfach",-14,9.26,190,221,245,269]
["56651","Oberzissen",-14,8.4700000000000006,205,240,267.5,295]
["83119","Obing",-16,7.01,227,260,283,306]
["53506","Obliers",-14,8.4700000000000006,205,240,267.5,295]
["46485","Obrighoven",-10,10.66,170,202,230,258]
["97199","Ochsenfurt",-14,9.5500000000000007,186,216,240.5,265]
["88416","Ochsenhausen",-16,9.26,190,221,245,269]
["88418","Ochsenhausen",-16,9.26,190,221,245,269]
["31134","Ochtersum",-14,9.44,187,220,247.5,275]
["61169","Ockstadt",-14,9.73,183,216,240.5,265]
["85235","Odelzhausen",-16,9.07,190,218,241.5,265]
["41199","Odenkirchen",-10,10.66,170,202,230,258]
["72531","Ödenwaldstetten",-18,9.26,190,221,245,269]
["55571","Odernheim",-12,9.36,186,219,245,271]
["02791","Oderwitz",-16,8.68,197,227,251,275]
["21775","Odisheim",-12,9.2200000000000006,192,225,253.5,282]
["36404","Oechsen",-16,9.73,183,216,240.5,265]
["91249","Oed",-16,9.2200000000000006,192,220,243.5,267]
["34399","Oedelsheim",-12,9.73,183,216,240.5,265]
["09569","Oederan",-14,8.43,202,233,258.5,284]
["74229","Oedheim",-12,9.26,190,221,245,269]
["02625","Oehna",-16,8.68,197,227,251,275]
["98704","Oehrenstock",-16,7.71,213,246,270,294]
["38271","Oelber a. weißen Wege",-14,9.3000000000000007,189,219,245,271]
["59302","Oelde",-12,8.4700000000000006,205,240,267.5,295]
["09376","Oelsnitz",-14,8.43,202,233,258.5,284]
["08606","Oelsnitz",-16,7.71,213,246,270,294]
["45739","Oer-Erkenschwick",-10,10.7,170,202,230,258]
["65375","Oestrich-Winkel",-12,8.4700000000000006,205,240,267.5,295]
["86732","Oettingen",-16,10.24,200,230,254,278]
["5975.","Oeventrop",-14,8.4700000000000006,205,240,267.5,295]
["53501","Oeverich",-14,8.4700000000000006,205,240,267.5,295]
["52477","Ofden",-12,10.24,176,211,239.5,268]
["74254","Offenau",-12,9.26,190,221,245,269]
["76877","Offenbach",-12,10.86,169,197,221,245]
["6307.","Offenbach/Main",-12,9.5500000000000007,186,216,240.5,265]
["67749","Offenbach-Hundheim",-14,9.36,191,223,248.5,274]
["7765.","Offenburg",-12,10.86,169,197,221,245]
["91238","Offenhausen",-16,9.2200000000000006,192,220,243.5,267]
["65555","Offheim",-12,8.4700000000000006,205,240,267.5,295]
["89362","Offingen",-16,10.24,200,230,254,278]
["79664","Öflingen",-12,9.26,190,221,245,269]
["72131","Ofterdingen",-16,9.26,190,221,245,269]
["68723","Oftersheim",-12,10.86,169,197,221,245]
["88448","Oggelsbeuren",-16,9.26,190,221,245,269]
["88422","Oggelshausen",-16,9.26,190,221,245,269]
["89522","Oggenhausen",-16,10.24,200,230,254,278]
["21220","Ohlendorf",-12,9.2200000000000006,192,225,253.5,282]
["77797","Ohlsbach",-12,10.86,169,197,221,245]
["73275","Ohmden",-16,9.26,190,221,245,269]
["72770","Ohmenhausen",-16,9.26,190,221,245,269]
["72813","Ohnastetten",-18,9.26,190,221,245,269]
["01896","Ohorn",-14,9.2899999999999991,189,219,242.5,266]
["74613","Öhringen",-14,9.26,190,221,245,269]
["74613","Ohrnberg",-14,9.26,190,221,245,269]
["49626","Ohrtermersch",-12,9.44,187,220,247.5,275]
["27337","Oiste",-12,9.4,190,223,252,281]
["65795","Okriftel",-12,10.86,169,197,221,245]
["01458","Okrilla",-14,9.2899999999999991,189,219,242.5,266]
["09526","Olbernhau",-16,7.71,213,246,270,294]
["02785","Olbersdorf",-16,8.68,197,227,251,275]
["09432","Olbersdorf",-16,7.71,213,246,270,294]
["75248","Ölbronn-Dürrn",-14,9.26,190,221,245,269]
["82140","Olching",-16,7.42,217,249,272.5,296]
["29313","Oldau",-12,9.44,187,220,247.5,275]
["2613.","Oldenburg/Oldb.",-10,9.93,181,215,245.5,276]
["29320","Oldendorf",-14,9.44,187,220,247.5,275]
["33719","Oldentrup",-12,9.73,183,216,240.5,265]
["26802","Oldersum",-10,9.93,181,215,245.5,276]
["53937","Olef",-14,8.4700000000000006,205,240,267.5,295]
["59399","Olfen",-12,8.4700000000000006,205,240,267.5,295]
["37635","Ölkassen",-14,9.73,183,216,240.5,265]
["74249","Olnhausen",-14,9.26,190,221,245,269]
["57462","Olpe",-14,8.4700000000000006,205,240,267.5,295]
["88427","Olzreute",-16,9.26,190,221,245,269]
["77855","Önsbach",-12,10.86,169,197,221,245]
["72458","Onstmettingen",-18,9.26,190,221,245,269]
["88145","Opfenbach",-16,9.7100000000000009,186,214,237.5,261]
["97241","Opferbaum",-14,9.5500000000000007,186,216,240.5,265]
["79112","Opfingen",-12,10.86,169,197,221,245]
["79...","Opfingen",-12,10.86,169,197,221,245]
["89614","Öpfingen",-14,10.24,200,230,254,278]
["513..","Opladen",-10,8.4700000000000006,205,240,267.5,295]
["02736","Oppach",-16,8.68,197,227,251,275]
["77728","Oppenau",-16,9.26,190,221,245,269]
["71570","Oppenweiler",-14,9.26,190,221,245,269]
["06785","Oranienbaum",-14,9.3699999999999992,188,218,242.5,267]
["16515","Oranienburg",-14,9.14,194,221,246.5,272]
["54298","Orenhofen",-14,9.36,186,219,245,271]
["34474","Orpethal",-14,9.73,183,216,240.5,265]
["77972","Orschweier",-12,10.86,169,197,221,245]
["88477","Orsenhausen",-16,9.26,190,221,245,269]
["78359","Orsingen-Nenzingen",-14,9.7100000000000009,186,214,237.5,261]
["95233","Ort",-18,6.95,226,258,280.5,303]
["77799","Ortenberg",-12,10.86,169,197,221,245]
["63683","Ortenberg",-12,9.5500000000000007,186,216,240.5,265]
["94496","Ortenburg",-16,8.76,194,222,244.5,267]
["86647","Ortlfingen",-16,10.24,200,230,254,278]
["86678","Ortlfingen",-16,10.24,200,230,254,278]
["01990","Ortrand",-16,9.2899999999999991,189,219,242.5,266]
["31167","Ortshausen",-14,9.44,187,220,247.5,275]
["04758","Oschatz",-14,9.3699999999999992,188,218,242.5,267]
["71126","Öschelbronn",-16,9.26,190,221,245,269]
["75223","Öschelbronn",-14,9.26,190,221,245,269]
["72116","Öschingen",-18,9.26,190,221,245,269]
["06184","Osmünde",-14,9.3699999999999992,188,218,242.5,267]
["4908.","Osnabrück",-12,9.44,187,220,247.5,275]
["99510","Oßmannstedt",-14,8.43,202,233,258.5,284]
["48346","Ostbevern",-12,9.44,187,220,247.5,275]
["72336","Ostdorf",-16,9.26,190,221,245,269]
["75395","Ostelsheim",-16,9.26,190,221,245,269]
["39606","Osterburg",-14,9.3000000000000007,189,219,245,271]
["74706","Osterburken",-14,9.26,190,221,245,269]
["94486","Osterhofen",-18,8.76,194,222,244.5,267]
["83104","Ostermünchen",-16,7.01,227,260,283,306]
["37520","Osterode/Harz",-16,9.73,183,216,240.5,265]
["31020","Osterwald",-14,9.44,187,220,247.5,275]
["39171","Osterweddingen",-14,9.3000000000000007,189,219,245,271]
["87662","Osterzell",-16,7.42,217,249,272.5,296]
["73760","Ostfildern",-14,9.26,190,221,245,269]
["67574","Osthofen",-12,9.36,191,223,248.5,274]
["39343","Ostingersleben",-14,9.3000000000000007,189,219,245,271]
["59510","Östinghausen",-12,8.4700000000000006,205,240,267.5,295]
["88356","Ostrach",-14,9.26,190,221,245,269]
["04749","Ostrau",-14,9.3699999999999992,188,218,242.5,267]
["76684","Östringen",-12,9.26,190,221,245,269]
["02899","Ostritz",-16,8.68,197,227,251,275]
["18375","Ostseebad Prerow",-10,9.0399999999999991,196,226,253.5,281]
["76470","Ötigheim",-12,10.86,169,197,221,245]
["75443","Ötisheim",-14,9.26,190,221,245,269]
["37671","Ottbergen",-14,9.73,183,216,240.5,265]
["73113","Ottenbach",-16,9.26,190,221,245,269]
["75382","Ottenbronn",-14,9.26,190,221,245,269]
["75382","Ottenbronn",-16,9.26,190,221,245,269]
["09648","Ottendorf",-14,8.43,202,233,258.5,284]
["02708","Ottenhain",-16,8.68,197,227,251,275]
["75334","Ottenhausen",-14,9.26,190,221,245,269]
["77963","Ottenheim",-12,10.86,169,197,221,245]
["77883","Ottenhöfen",-14,9.26,190,221,245,269]
["31868","Ottenstein",-14,9.44,187,220,247.5,275]
["48683","Ottenstein",-10,9.44,187,220,247.5,275]
["67697","Otterberg",-12,9.36,191,223,248.5,274]
["83624","Otterfing",-16,7.01,227,260,283,306]
["21762","Otterndorf",-10,9.2200000000000006,192,225,253.5,282]
["31535","Otternhagen",-14,9.44,187,220,247.5,275]
["28870","Ottersberg",-12,9.4,190,223,252,281]
["85652","Ottersberg",-16,9.07,190,218,241.5,265]
["68723","Ottersheim",-12,10.86,169,197,221,245]
["28870","Otterstedt",-12,9.4,190,223,252,281]
["88427","Otterswang",-16,9.26,190,221,245,269]
["77833","Ottersweier",-14,10.86,169,197,221,245]
["04668","Otterwisch",-14,9.3699999999999992,188,218,242.5,267]
["04720","Ottewig",-14,9.3699999999999992,188,218,242.5,267]
["86316","Ottmaring",-16,10.24,200,230,254,278]
["94533","Ottmaring",-18,8.76,194,222,244.5,267]
["48308","Ottmarsbocholt",-12,9.44,187,220,247.5,275]
["86536","Ottmarshausen",-16,10.24,200,230,254,278]
["87724","Ottobeuren",-16,10.24,200,230,254,278]
["85521","Ottobrunn",-16,9.07,190,218,241.5,265]
["66564","Ottweiler",-12,9.36,191,223,248.5,274]
["41363","Otzenrath",-10,10.66,170,202,230,258]
["94563","Otzing",-18,8.76,194,222,244.5,267]
["29313","Ovelgönne",-12,9.44,187,220,247.5,275]
["37671","Ovenhausen",-14,9.73,183,216,240.5,265]
["51491","Overath",-12,8.4700000000000006,205,240,267.5,295]
["51491","Overrath",-12,8.4700000000000006,205,240,267.5,295]
["73277","Owen",-16,9.26,190,221,245,269]
["72401","Owingen",-16,9.26,190,221,245,269]
["88696","Owingen",-12,9.26,190,221,245,269]
["24811","Owschlag",-12,8.51,204,239,269.5,300]
["89335","Oxenbronn",-16,10.24,200,230,254,278]
["28876","Oyten - Bassen",-12,9.4,190,223,252,281]
["38836","Pabstorf",-14,9.3000000000000007,189,219,245,271]
["04886","Packisch",-16,9.3699999999999992,188,218,242.5,267]
["3310.","Paderborn",-12,9.73,183,216,240.5,265]
["04603","Pähnitz",-14,9.3699999999999992,188,218,242.5,267]
["07580","Paitzdorf",-14,8.43,202,233,258.5,284]
["76133","Palmbach",-14,10.86,169,197,221,245]
["54439","Palzem",-12,9.36,186,219,245,271]
["19075","Pampow",-12,8.89,197,227,255,283]
["04451","Panitzsch",-14,9.3699999999999992,188,218,242.5,267]
["16341","Panketal",-14,9.14,194,221,246.5,272]
["01920","Panschwitz",-16,9.2899999999999991,189,219,242.5,266]
["54531","Pantenburg",-14,9.36,186,219,245,271]
["37696","Papenhöfen",-14,9.73,183,216,240.5,265]
["89136","Pappelau",-14,10.24,200,230,254,278]
["09661","Pappendorf",-14,8.43,202,233,258.5,284]
["39291","Parchau",-14,9.3000000000000007,189,219,245,271]
["19370","Parchim",-14,8.89,197,227,255,283]
["14669","Paretz",-14,9.1999999999999993,190,220,244,268]
["39317","Parey",-14,9.3000000000000007,189,219,245,271]
["92331","Parsberg/Oberfr.",-16,9.2200000000000006,192,220,243.5,267]
["85599","Parsdorf",-16,9.07,190,218,241.5,265]
["55288","Partenheim",-12,9.36,186,219,245,271]
["19073","Parum",-12,8.89,197,227,255,283]
["19243","Parum",-12,8.89,197,227,255,283]
["04769","Paschkowitz",-14,9.3699999999999992,188,218,242.5,267]
["17309","Pasewalk",-14,8.7200000000000006,197,227,255,283]
["9403.","Passau",-14,8.76,194,222,244.5,267]
["18184","Pastow",-10,9.0399999999999991,196,226,253.5,281]
["30982","Pattensen",-14,9.44,187,220,247.5,275]
["85307","Paunzhausen",-16,9.07,190,218,241.5,265]
["07952","Pausa",-16,8.43,202,233,258.5,284]
["01616","Paußnitz",-16,9.2899999999999991,189,219,242.5,266]
["91352","Pautzfeld",-16,9.2200000000000006,192,220,243.5,267]
["95701","Pechbrunn",-18,6.95,226,258,280.5,303]
["08485","Pechtelsgrün",-16,8.43,202,233,258.5,284]
["34439","Peckelsheim",-14,9.73,183,216,240.5,265]
["04523","Pegau",-14,9.3699999999999992,188,218,242.5,267]
["91257","Pegnitz",-16,9.2200000000000006,192,220,243.5,267]
["01945","Peickwitz",-16,9.2899999999999991,189,219,242.5,266]
["3122.","Peine",-14,9.44,187,220,247.5,275]
["04460","Peißen",-14,9.3699999999999992,188,218,242.5,267]
["82380","Peißenberg",-16,7.42,217,249,272.5,296]
["03185","Peitz",-16,9.1,192,221,244.5,268]
["54331","Pellingen",-12,9.36,186,219,245,271]
["25849","Pellworm",-10,8.91,199,231,262.5,294]
["93482","Pemfling",-18,8.76,194,222,244.5,267]
["17328","Penkun",-14,8.7200000000000006,197,227,255,283]
["82377","Penzberg",-18,7.42,217,249,272.5,296]
["91126","Penzendorf",-16,9.2200000000000006,192,220,243.5,267]
["86929","Penzing",-16,7.42,217,249,272.5,296]
["94366","Perasdorf",-18,8.76,194,222,244.5,267]
["82319","Perchting",-16,7.42,217,249,272.5,296]
["66706","Perl",-12,9.36,191,223,248.5,274]
["71277","Perouse",-16,9.26,190,221,245,269]
["91580","Petersaurach",-16,9.2200000000000006,192,220,243.5,267]
["17268","Petersdorf",-14,8.7200000000000006,197,227,255,283]
["32469","Petershagen",-12,9.73,183,216,240.5,265]
["15236","Petershagen",-16,9.1,192,221,244.5,268]
["15370","Petershagen",-14,9.1,192,221,244.5,268]
["85238","Petershausen",-16,9.07,190,218,241.5,265]
["89423","Peterswörth",-16,10.24,200,230,254,278]
["78112","Peterzell",-16,9.26,190,221,245,269]
["31079","Petze",-14,9.44,187,220,247.5,275]
["84066","Pfaffenberg",-18,8.76,194,222,244.5,267]
["87772","Pfaffenhausen",-16,10.24,200,230,254,278]
["89284","Pfaffenhofen",-16,10.24,200,230,254,278]
["85276","Pfaffenhofen",-16,9.07,190,218,241.5,265]
["76359","Pfaffenrot",-14,9.26,190,221,245,269]
["79292","Pfaffenweier",-14,9.26,190,221,245,269]
["79292","Pfaffenweiler",-14,9.26,190,221,245,269]
["72119","Pfäffingen",-16,9.26,190,221,245,269]
["09526","Pfaffroda",-16,7.71,213,246,270,294]
["73479","Pfahlheim",-16,9.26,190,221,245,269]
["56291","Pfalzfeld",-14,8.4700000000000006,205,240,267.5,295]
["72285","Pfalzgrafenweiler",-16,9.26,190,221,245,269]
["84347","Pfarrkirchen",-16,8.76,194,222,244.5,267]
["93102","Pfatter",-18,8.76,194,222,244.5,267]
["67547","Pfeddersheim",-12,9.36,191,223,248.5,274]
["74629","Pfedelbach",-14,9.26,190,221,245,269]
["99869","Pferdingsleben",-14,8.43,202,233,258.5,284]
["76327","Pfinztal",-12,9.26,190,221,245,269]
["75334","Pfinzweiler",-14,9.26,190,221,245,269]
["86926","Pflaumdorf",-16,7.42,217,249,272.5,296]
["86946","Pflugdorf",-16,7.42,217,249,272.5,296]
["71636","Pflugfelden",-12,9.26,190,221,245,269]
["78166","Pfohren",-18,9.26,190,221,245,269]
["7517.","Pforzheim",-12,9.26,190,221,245,269]
["75181","Pforzheim - Huchenfeld",-14,9.26,190,221,245,269]
["83064","Pfraundorf",-18,7.01,227,260,283,306]
["92536","Pfreimd",-16,9.2200000000000006,192,220,243.5,267]
["72074","Pfrondorf",-16,9.26,190,221,245,269]
["72539","Pfronstetten",-16,9.26,190,221,245,269]
["87459","Pfronten",-18,7.42,217,249,272.5,296]
["88271","Pfrungen",-14,9.26,190,221,245,269]
["89233","Pfuhl",-14,10.24,200,230,254,278]
["88630","Pfullendorf",-14,9.26,190,221,245,269]
["72793","Pfullingen",-16,9.26,190,221,245,269]
["64319","Pfungstadt",-12,9.5500000000000007,186,216,240.5,265]
["76661","Philippsburg",-12,10.86,169,197,221,245]
["94158","Philippsreut",-18,8.76,194,222,244.5,267]
["36269","Philippsthal",-14,9.73,183,216,240.5,265]
["83451","Piding",-16,7.01,227,260,283,306]
["66809","Piesbach",-12,9.36,191,223,248.5,274]
["83666","Piesenkam",-18,7.01,227,260,283,306]
["54498","Piesport",-10,9.36,186,219,245,271]
["75446","Pinache",-14,9.26,190,221,245,269]
["25421","Pinneberg",-12,8.51,204,239,269.5,300]
["6695.","Pirmasens",-12,9.36,191,223,248.5,274]
["01796","Pirna",-14,9.2899999999999991,189,219,242.5,266]
["01920","Piskowitz",-16,9.2899999999999991,189,219,242.5,266]
["83132","Pittenhart",-16,7.01,227,260,283,306]
["56637","Plaidt",-14,8.4700000000000006,205,240,267.5,295]
["55545","Planig",-12,9.36,186,219,245,271]
["08606","Planschwitz",-16,7.71,213,246,270,294]
["19086","Plate",-12,8.89,197,227,255,283]
["70794","Plattenhardt",-14,9.26,190,221,245,269]
["94447","Plattling",-18,8.76,194,222,244.5,267]
["99338","Plaue",-14,7.71,213,246,270,294]
["08527","Plauen",-16,7.71,213,246,270,294]
["91287","Plech",-16,9.2200000000000006,192,220,243.5,267]
["74385","Pleidelsheim",-12,9.26,190,221,245,269]
["91785","Pleinfeld",-16,9.2200000000000006,192,220,243.5,267]
["09246","Pleißa",-14,8.43,202,233,258.5,284]
["86971","Pleiting",-16,7.42,217,249,272.5,296]
["04928","Plessa",-16,9.3699999999999992,188,218,242.5,267]
["58840","Plettenberg",-12,8.4700000000000006,205,240,267.5,295]
["72124","Pliezhausen",-16,9.26,190,221,245,269]
["73207","Plochingen",-16,9.26,190,221,245,269]
["08228","Plohn",-16,7.71,213,246,270,294]
["24306","Plön",-12,8.51,204,239,269.5,300]
["06667","Plotha",-14,9.3699999999999992,188,218,242.5,267]
["07907","Plothen",-16,7.71,213,246,270,294]
["39245","Plötzky",-14,9.3000000000000007,189,219,245,271]
["73655","Plüderhausen",-16,9.26,190,221,245,269]
["09496","Pobershau",-16,7.71,213,246,270,294]
["09509","Pockau",-16,7.71,213,246,270,294]
["18516","Poggendorf",-12,9.0399999999999991,196,226,253.5,281]
["19243","Pogreß",-12,8.89,197,227,255,283]
["08543","Pöhl",-16,7.71,213,246,270,294]
["01906","Pohla",-16,9.2899999999999991,189,219,242.5,266]
["08352","Pöhla",-16,7.71,213,246,270,294]
["31867","Pohle",-14,9.44,187,220,247.5,275]
["35415","Pohlheim",-14,9.73,183,216,240.5,265]
["85586","Poing",-16,9.07,190,218,241.5,265]
["18059","Pölchow",-12,9.0399999999999991,196,226,253.5,281]
["01844","Polenz",-14,9.2899999999999991,189,219,242.5,266]
["06408","Poley",-14,9.3699999999999992,188,218,242.5,267]
["54340","Pölich",-10,9.36,186,219,245,271]
["92334","Pollanten",-16,9.2200000000000006,192,220,243.5,267]
["37647","Polle",-12,9.73,183,216,240.5,265]
["06295","Polleben",-14,9.3699999999999992,188,218,242.5,267]
["82398","Polling",-16,7.42,217,249,272.5,296]
["84570","Polling",-16,8.76,194,222,244.5,267]
["92318","Pölling",-16,9.2200000000000006,192,220,243.5,267]
["91805","Polsingen",-16,9.2200000000000006,192,220,243.5,267]
["72119","Poltringen",-16,9.26,190,221,245,269]
["19303","Polz",-12,8.89,197,227,255,283]
["91224","Pommelsbrunn",-14,9.2200000000000006,192,220,243.5,267]
["39249","Pömmelte",-14,9.3000000000000007,189,219,245,271]
["96178","Pommersfelden",-16,9.0299999999999994,194,223,247,271]
["04668","Pomßen",-14,9.3699999999999992,188,218,242.5,267]
["04639","Ponitz",-14,9.3699999999999992,188,218,242.5,267]
["18184","Poppendorf",-12,9.0399999999999991,196,226,253.5,281]
["97490","Poppenhausen",-16,9.5500000000000007,186,216,240.5,265]
["92284","Poppenricht",-16,9.2200000000000006,192,220,243.5,267]
["71642","Poppenweiler",-12,9.26,190,221,245,269]
["04769","Poppitz",-14,9.3699999999999992,188,218,242.5,267]
["94501","Pörndorf",-16,8.76,194,222,244.5,267]
["01833","Porschendorf",-14,9.2899999999999991,189,219,242.5,266]
["52525","Porselen",-10,10.24,176,211,239.5,268]
["32457","Porta Westfalica",-12,9.73,183,216,240.5,265]
["506..","Porz",-10,10.66,170,202,230,258]
["08606","Posseck",-18,7.71,213,246,270,294]
["97346","Possenheim",-16,9.5500000000000007,186,216,240.5,265]
["07381","Pößneck",-14,8.43,202,233,258.5,284]
["1448.","Potsdam",-14,9.1999999999999993,190,220,244,268]
["91278","Pottenstein",-16,9.2200000000000006,192,220,243.5,267]
["86554","Pöttmes",-16,10.24,200,230,254,278]
["24253","Prasdorf",-10,8.51,204,239,269.5,300]
["01594","Prausitz",-16,9.2899999999999991,189,219,242.5,266]
["03185","Preilack",-16,9.1,192,221,244.5,268]
["17291","Prenzlau",-14,8.7200000000000006,197,227,255,283]
["18375","Prerow",-10,9.0399999999999991,196,226,253.5,281]
["04849","Pressel",-14,9.3699999999999992,188,218,242.5,267]
["91362","Pretzfeld",-16,9.2200000000000006,192,220,243.5,267]
["39245","Pretzien",-14,9.3000000000000007,189,219,245,271]
["06909","Pretzsch",-14,9.3699999999999992,188,218,242.5,267]
["01774","Pretzschendorf",-16,9.2899999999999991,189,219,242.5,266]
["97357","Prichsenstadt",-16,9.5500000000000007,186,216,240.5,265]
["83209","Prien",-16,7.01,227,260,283,306]
["06909","Priesitz",-14,9.3699999999999992,188,218,242.5,267]
["04651","Prießnitz",-14,9.3699999999999992,188,218,242.5,267]
["04509","Priester",-14,9.3699999999999992,188,218,242.5,267]
["66620","Primstal",-12,9.36,191,223,248.5,274]
["19300","Prislich",-14,8.89,197,227,255,283]
["06667","Prittitz",-14,9.3699999999999992,188,218,242.5,267]
["86931","Prittriching",-16,7.42,217,249,272.5,296]
["17440","Pritzier",-12,8.7200000000000006,197,227,255,283]
["07330","Probstzella",-18,7.71,213,246,270,294]
["39264","Prödel",-14,9.3000000000000007,189,219,245,271]
["18455","Prohn",-10,9.0399999999999991,196,226,253.5,281]
["23968","Proseken",-10,8.89,197,227,255,283]
["97279","Prosselsheim",-14,9.5500000000000007,186,216,240.5,265]
["15345","Prötzel",-14,9.1,192,221,244.5,268]
["18356","Pruchten",-10,9.0399999999999991,196,226,253.5,281]
["54595","Prüm",-14,9.36,186,219,245,271]
["83134","Prutting",-16,7.01,227,260,283,306]
["82256","Puch (Post FFB)",-16,7.42,217,249,272.5,296]
["92715","Püchersreuth",-18,9.2200000000000006,192,220,243.5,267]
["82178","Puchheim",-16,7.42,217,249,272.5,296]
["52499","Puffendorf",-12,10.24,176,211,239.5,268]
["50259","Pulheim",-12,10.66,170,202,230,258]
["01896","Pulsnitz",-14,9.2899999999999991,189,219,242.5,266]
["56862","Pünderich",-12,8.4700000000000006,205,240,267.5,295]
["86932","Pürgen",-16,7.42,217,249,272.5,296]
["06925","Purzien",-14,9.3699999999999992,188,218,242.5,267]
["03159","Pusack",-16,9.1,192,221,244.5,268]
["90617","Puschendorf",-16,9.2200000000000006,192,220,243.5,267]
["02699","Puschwitz",-16,8.68,197,227,251,275]
["01877","Putzkau",-16,9.2899999999999991,189,219,242.5,266]
["06484","Quedlinburg",-14,9.3699999999999992,188,218,242.5,267]
["66851","Queidersbach",-12,9.36,191,223,248.5,274]
["06386","Quellendorf",-14,9.3699999999999992,188,218,242.5,267]
["06333","Quenstedt",-14,9.3699999999999992,188,218,242.5,267]
["37235","Quentel",-14,9.73,183,216,240.5,265]
["77694","Querbach",-12,10.86,169,197,221,245]
["04769","Querbitzsch",-14,9.3699999999999992,188,218,242.5,267]
["25712","Quickborn Post Burg",-12,8.51,204,239,269.5,300]
["66287","Quierschied",-12,9.36,191,223,248.5,274]
["66909","Quirnbach",-12,9.36,191,223,248.5,274]
["19065","Raben Steinfeld",-12,8.89,197,227,255,283]
["01920","Rächelwitz",-16,9.2899999999999991,189,219,242.5,266]
["02997","Rachlau",-16,8.68,197,227,251,275]
["21449","Radbruch",-12,9.2200000000000006,192,225,253.5,282]
["03226","Raddusch",-16,9.1,192,221,244.5,268]
["01454","Radeberg",-14,9.2899999999999991,189,219,242.5,266]
["01445","Radebeul",-14,9.2899999999999991,189,219,242.5,266]
["04509","Radefeld",-14,9.3699999999999992,188,218,242.5,267]
["89173","Radelstetten",-16,10.24,200,230,254,278]
["42477","Radevormwald",-12,10.66,170,202,230,258]
["02627","Radibor",-16,8.68,197,227,251,275]
["36399","Radmühl",-14,9.73,183,216,240.5,265]
["78315","Radolfzell",-12,9.7100000000000009,186,214,237.5,261]
["46348","Raesfeld",-10,10.66,170,202,230,258]
["04668","Ragewitz",-14,9.3699999999999992,188,218,242.5,267]
["14806","Ragösen",-14,9.1999999999999993,190,220,244,268]
["06779","Raguhn",-14,9.3699999999999992,188,218,242.5,267]
["22147","Rahlstedt",-12,9.2200000000000006,192,225,253.5,282]
["12589","Rahnsdorf",-14,9.83,182,211,234,257]
["72622","Raidwangen",-16,9.26,190,221,245,269]
["86641","Rain",-16,10.24,200,230,254,278]
["73492","Rainau",-16,9.26,190,221,245,269]
["09074","Raitersaich",-16,8.43,202,233,258.5,284]
["18516","Rakow",-12,9.0399999999999991,196,226,253.5,281]
["01920","Ralbitz",-16,9.2899999999999991,189,219,242.5,266]
["54310","Ralingen",-12,9.36,186,219,245,271]
["65207","Rambach",-12,8.4700000000000006,205,240,267.5,295]
["76857","Ramberg",-12,9.36,191,223,248.5,274]
["23966","Rambow",-12,8.89,197,227,255,283]
["83561","Ramerberg",-16,7.01,227,260,283,306]
["53359","Ramershoven",-14,8.4700000000000006,205,240,267.5,295]
["31303","Ramlingen",-14,9.44,187,220,247.5,275]
["89192","Rammingen",-16,10.24,200,230,254,278]
["86871","Rammingen",-16,7.42,217,249,272.5,296]
["19067","Rampe",-12,8.89,197,227,255,283]
["83486","Ramsau",-18,7.01,227,260,283,306]
["91785","Ramsberg",-16,9.2200000000000006,192,220,243.5,267]
["46342","Ramsdorf",-10,10.66,170,202,230,258]
["97236","Randersacker",-14,9.5500000000000007,186,216,240.5,265]
["72414","Rangendingen",-16,9.26,190,221,245,269]
["15834","Rangsdorf",-14,9.1,192,221,244.5,268]
["07389","Ranis",-14,8.43,202,233,258.5,284]
["56235","Ransbach-Baumbach",-14,8.4700000000000006,205,240,267.5,295]
["76829","Ranschbach",-12,10.86,169,197,221,245]
["25980","Rantum/Sylt",-10,8.91,199,231,262.5,294]
["04420","Räpitz",-14,9.3699999999999992,188,218,242.5,267]
["17509","Rappenhagen",-12,8.7200000000000006,197,227,255,283]
["54497","Rapperath",-14,9.36,186,219,245,271]
["08352","Raschau",-16,7.71,213,246,270,294]
["76437","Rastatt",-12,10.86,169,197,221,245]
["26180","Rastede",-12,9.93,181,215,245.5,276]
["19077","Rastow",-12,8.89,197,227,255,283]
["52385","Rath",-14,10.24,176,211,239.5,268]
["41836","Ratheim",-10,10.66,170,202,230,258]
["04657","Rathendorf",-14,9.3699999999999992,188,218,242.5,267]
["14712","Rathenow",-14,9.1999999999999993,190,220,244,268]
["91080","Rathsberg",-16,9.2200000000000006,192,220,243.5,267]
["16259","Rathsdorf",-14,9.14,194,221,246.5,272]
["4088.","Ratingen",-10,10.66,170,202,230,258]
["72365","Ratshausen",-18,9.26,190,221,245,269]
["83064","Raubling",-18,7.01,227,260,283,306]
["69231","Rauenberg",-12,9.5500000000000007,186,216,240.5,265]
["09366","Raum",-16,7.71,213,246,270,294]
["65479","Raunheim",-12,10.86,169,197,221,245]
["01920","Rauschwitz",-16,9.2899999999999991,189,219,242.5,266]
["31177","Rautenberg",-14,9.44,187,220,247.5,275]
["38126","Rautheim",-14,9.3000000000000007,189,219,245,271]
["8821.","Ravensburg",-14,9.7100000000000009,186,214,237.5,261]
["74747","Ravenstein",-14,9.26,190,221,245,269]
["08209","Rebesgrün",-16,7.71,213,246,270,294]
["53506","Rech / Ahr",-14,8.4700000000000006,205,240,267.5,295]
["73529","Rechberg",-16,9.26,190,221,245,269]
["73098","Rechberghausen",-16,9.26,190,221,245,269]
["76889","Rechtenbach",-12,9.36,191,223,248.5,274]
["14778","Reckahn",-14,9.1999999999999993,190,220,244,268]
["45665","Recklinghausen",-10,10.66,170,202,230,258]
["04720","Redemitz",-14,9.3699999999999992,188,218,242.5,267]
["23946","Redewisch",-10,8.89,197,227,255,283]
["91126","Rednitzhembach",-16,9.2200000000000006,192,220,243.5,267]
["46459","Rees",-10,10.66,170,202,230,258]
["73495","Regelsweiler",-16,9.26,190,221,245,269]
["94209","Regen",-18,8.76,194,222,244.5,267]
["93197","Regendorf",-16,8.76,194,222,244.5,267]
["93059","Regensburg",-16,8.76,194,222,244.5,267]
["93128","Regenstauf",-16,8.76,194,222,244.5,267]
["89165","Regglisweiler",-16,10.24,200,230,254,278]
["04565","Regis - Breitingen",-14,9.3699999999999992,188,218,242.5,267]
["04565","Regis-Breitingen",-14,9.3699999999999992,188,218,242.5,267]
["95194","Regnitzlosau",-18,6.95,226,258,280.5,303]
["95111","Rehau",-18,6.95,226,258,280.5,303]
["55592","Rehborn",-12,9.36,186,219,245,271]
["31547","Rehburg",-14,9.44,187,220,247.5,275]
["01773","Rehefeld",-16,9.2899999999999991,189,219,242.5,266]
["25593","Reher",-12,8.51,204,239,269.5,300]
["86508","Rehling",-16,10.24,200,230,254,278]
["66780","Rehlingen",-12,9.36,191,223,248.5,274]
["19217","Rehna",-12,8.89,197,227,255,283]
["57462","Rehringhausen",-14,8.4700000000000006,205,240,267.5,295]
["06786","Rehsen",-14,9.3699999999999992,188,218,242.5,267]
["66907","Rehweiler",-12,9.36,191,223,248.5,274]
["04509","Reibitz",-14,9.3699999999999992,188,218,242.5,267]
["04229","Reichardtshausen",-14,9.3699999999999992,188,218,242.5,267]
["74934","Reichartshausen",-12,9.26,190,221,245,269]
["64385","Reichelsheim",-14,9.5500000000000007,186,216,240.5,265]
["61203","Reichelsheim i. d. Wetterau",-12,9.73,183,216,240.5,265]
["01762","Reichenau",-16,9.2899999999999991,189,219,242.5,266]
["01936","Reichenau",-16,9.2899999999999991,189,219,242.5,266]
["99947","Reichenbach",-14,8.43,202,233,258.5,284]
["02894","Reichenbach",-16,8.68,197,227,251,275]
["77933","Reichenbach",-14,10.86,169,197,221,245]
["73463","Reichenbach",-16,9.26,190,221,245,269]
["78564","Reichenbach",-18,9.26,190,221,245,269]
["73072","Reichenbach (Donzdorf)",-16,9.26,190,221,245,269]
["73262","Reichenbach an der Fils",-16,9.26,190,221,245,269]
["08468","Reichenbach/Vogtland",-16,8.43,202,233,258.5,284]
["97234","Reichenberg",-14,9.5500000000000007,186,216,240.5,265]
["76593","Reichental",-14,10.86,169,197,221,245]
["83677","Reichersbeuern",-18,7.01,227,260,283,306]
["85293","Reichertshausen",-16,9.07,190,218,241.5,265]
["51580","Reichshof",-12,8.4700000000000006,205,240,267.5,295]
["94428","Reichstorf",-16,8.76,194,222,244.5,267]
["06116","Reideburg",-14,9.3699999999999992,188,218,242.5,267]
["66507","Reifenberg",-12,9.36,191,223,248.5,274]
["09514","Reifland",-16,7.71,213,246,270,294]
["74889","Reihen",-14,9.26,190,221,245,269]
["68799","Reilingen",-12,10.86,169,197,221,245]
["86756","Reimlingen",-16,10.24,200,230,254,278]
["21465","Reinbek",-12,9.2200000000000006,192,225,253.5,282]
["32609","Reineberg",-12,9.73,183,216,240.5,265]
["23858","Reinfeld",-12,8.89,197,227,255,283]
["01814","Reinhardtsdorf",-16,9.2899999999999991,189,219,242.5,266]
["01768","Reinhardtsgrimma",-14,9.2899999999999991,189,219,242.5,266]
["64354","Reinheim",-14,9.5500000000000007,186,216,240.5,265]
["09629","Reinsberg",-14,8.43,202,233,258.5,284]
["06896","Reinsdorf",-14,9.3699999999999992,188,218,242.5,267]
["54421","Reinsfeld",-14,9.36,186,219,245,271]
["88416","Reinstetten",-16,9.26,190,221,245,269]
["94419","Reisbach",-16,8.76,194,222,244.5,267]
["85462","Reisen",-16,9.07,190,218,241.5,265]
["89321","Reisensburg",-16,10.24,200,230,254,278]
["35625","Reiskirchen",-14,9.73,183,216,240.5,265]
["83242","Reit im Winkl",-18,7.01,227,260,283,306]
["94419","Reith",-16,8.76,194,222,244.5,267]
["69242","Reitigheim",-12,9.5500000000000007,186,216,240.5,265]
["09249","Reitzenhain",-14,8.43,202,233,258.5,284]
["48734","Reken",-10,9.44,187,220,247.5,275]
["25462","Rellingen",-12,8.51,204,239,269.5,300]
["53424","Remagen",-12,8.4700000000000006,205,240,267.5,295]
["75196","Remchingen",-14,9.26,190,221,245,269]
["72149","Remmingsheim",-16,9.26,190,221,245,269]
["4285.","Remscheid",-12,10.66,170,202,230,258]
["08373","Remse",-14,8.43,202,233,258.5,284]
["71686","Remseck",-12,9.26,190,221,245,269]
["73630","Remshalden",-14,9.26,190,221,245,269]
["77871","Renchen",-12,10.86,169,197,221,245]
["61184","Rendel",-12,9.73,183,216,240.5,265]
["24768","Rendsburg",-10,8.51,204,239,269.5,300]
["72172","Renfrizhausen",-16,9.26,190,221,245,269]
["37318","Rengelrode",-16,9.73,183,216,240.5,265]
["97980","Rengershausen",-14,9.5500000000000007,186,216,240.5,265]
["90602","Rengersricht",-16,9.2200000000000006,192,220,243.5,267]
["56579","Rengsdorf",-12,8.4700000000000006,205,240,267.5,295]
["56477","Rennerod",-14,8.4700000000000006,205,240,267.5,295]
["71272","Renningen",-16,9.26,190,221,245,269]
["78603","Renquishausen",-16,9.26,190,221,245,269]
["96184","Rentweinsdorf",-14,9.0299999999999994,194,223,247,271]
["45892","Resse",-10,10.66,170,202,230,258]
["27336","Rethem",-12,9.4,190,223,252,281]
["31319","Rethmar",-14,9.44,187,220,247.5,275]
["18211","Rethwisch",-10,9.0399999999999991,196,226,253.5,281]
["87549","Rettenberg",-18,7.42,217,249,272.5,296]
["69242","Rettigheim",-12,9.5500000000000007,186,216,240.5,265]
["17279","Retzow",-14,8.7200000000000006,197,227,255,283]
["97282","Retzstadt",-14,9.5500000000000007,186,216,240.5,265]
["77871","Reuchen",-12,10.86,169,197,221,245]
["72622","Reudern",-14,9.26,190,221,245,269]
["96158","Reundorf",-16,9.0299999999999994,194,223,247,271]
["96215","Reundorf",-16,9.0299999999999994,194,223,247,271]
["72119","Reusten",-16,9.26,190,221,245,269]
["79276","Reute",-12,10.86,169,197,221,245]
["88339","Reute",-16,9.26,190,221,245,269]
["88441","Reute",-16,9.26,190,221,245,269]
["17153","Reuterstadt",-14,8.7200000000000006,197,227,255,283]
["08496","Reuth",-16,8.43,202,233,258.5,284]
["08538","Reuth",-18,7.71,213,246,270,294]
["72275","Reutin",-16,9.26,190,221,245,269]
["72760","Reutlingen",-16,9.26,190,221,245,269]
["72160","Rexingen",-16,9.26,190,221,245,269]
["33378","Rheda-Wiedenbrück",-12,9.73,183,216,240.5,265]
["46414","Rhede",-10,10.66,170,202,230,258]
["53859","Rheidt",-12,8.4700000000000006,205,240,267.5,295]
["68219","Rheinau",-12,10.86,169,197,221,245]
["77866","Rheinau",-12,10.86,169,197,221,245]
["77866","Rheinau-Linx",-12,10.86,169,197,221,245]
["53359","Rheinbach",-14,8.4700000000000006,205,240,267.5,295]
["47495","Rheinberg",-10,10.66,170,202,230,258]
["77866","Rheinbischoffsheim",-12,10.86,169,197,221,245]
["55494","Rheinböllen",-14,9.36,186,219,245,271]
["53619","Rheinbreitbach",-12,8.4700000000000006,205,240,267.5,295]
["56598","Rheinbrohl",-12,8.4700000000000006,205,240,267.5,295]
["41179","Rheindahlen",-10,10.66,170,202,230,258]
["48429","Rheine",-12,9.44,187,220,247.5,275]
["79618","Rheinfelden",-12,9.26,190,221,245,269]
["67067","Rheingönheim",-12,9.36,191,223,248.5,274]
["68794","Rheinhausen",-12,10.86,169,197,221,245]
["79365","Rheinhausen /Breisgau",-12,10.86,169,197,221,245]
["47169","Rheinhausen/Niederrh.",-10,10.66,170,202,230,258]
["79790","Rheinheim",-12,9.26,190,221,245,269]
["4744.","Rheinkamp",-10,10.66,170,202,230,258]
["77836","Rheinmünster",-12,10.86,169,197,221,245]
["16831","Rheinsberg",-14,9.14,194,221,246.5,272]
["76661","Rheinsheim",-12,10.86,169,197,221,245]
["76287","Rheinstetten",-12,10.86,169,197,221,245]
["79415","Rheinweiler",-12,10.86,169,197,221,245]
["76764","Rheinzabern",-12,10.86,169,197,221,245]
["47509","Rheurdt",-10,10.66,170,202,230,258]
["4106.","Rheydt",-10,10.66,170,202,230,258]
["37434","Rhumspringe",-16,9.73,183,216,240.5,265]
["18311","Ribnitz-Damgarten",-10,9.0399999999999991,196,226,253.5,281]
["79736","Rickenbach",-14,9.26,190,221,245,269]
["99334","Riechheim",-14,8.43,202,233,258.5,284]
["68642","Ried",-12,10.86,169,197,221,245]
["78176","Riedböhringen",-16,9.26,190,221,245,269]
["70619","Riedenberg",-14,9.26,190,221,245,269]
["93339","Riedenburg",-16,8.76,194,222,244.5,267]
["72585","Riederich",-16,9.26,190,221,245,269]
["79777","Riedern",-14,9.26,190,221,245,269]
["89340","Riedheim",-16,10.24,200,230,254,278]
["78247","Riedheim",-12,9.7100000000000009,186,214,237.5,261]
["94566","Riedlhütte",-18,8.76,194,222,244.5,267]
["88499","Riedlingen",-14,9.26,190,221,245,269]
["86637","Riedsend",-16,10.24,200,230,254,278]
["64560","Riedstadt",-12,10.86,169,197,221,245]
["79359","Riegel",-12,10.86,169,197,221,245]
["78239","Rielasingen-Worblingen",-12,9.7100000000000009,186,214,237.5,261]
["71672","Rielingshausen",-14,9.26,190,221,245,269]
["97794","Rieneck",-14,9.5500000000000007,186,216,240.5,265]
["0159.","Riesa",-16,9.2899999999999991,189,219,242.5,266]
["66509","Rieschweiler-Mühlbach",-12,9.36,191,223,248.5,274]
["24354","Rieseby",-10,8.51,204,239,269.5,300]
["48477","Riesenbeck",-12,9.44,187,220,247.5,275]
["06786","Riesigk",-14,9.3699999999999992,188,218,242.5,267]
["49597","Rieste",-12,9.44,187,220,247.5,275]
["55499","Riesweiler",-14,9.36,186,219,245,271]
["33397","Rietberg",-12,9.73,183,216,240.5,265]
["78604","Rietheim-Weilheim",-18,9.26,190,221,245,269]
["99195","Riethnordhausen",-14,8.43,202,233,258.5,284]
["02956","Rietschen",-16,8.68,197,227,251,275]
["14778","Riewend",-14,9.1999999999999993,190,220,244,268]
["84326","Rimbach",-16,8.76,194,222,244.5,267]
["93485","Rimbach",-18,8.76,194,222,244.5,267]
["64668","Rimbach / Odw",-14,9.5500000000000007,186,216,240.5,265]
["83253","Rimsting",-16,7.01,227,260,283,306]
["73479","Rindelbach",-16,9.26,190,221,245,269]
["53501","Ringen",-14,8.4700000000000006,205,240,267.5,295]
["46499","Ringenberg",-10,10.66,170,202,230,258]
["01904","Ringenhain",-16,9.2899999999999991,189,219,242.5,266]
["09648","Ringethal",-14,8.43,202,233,258.5,284]
["88605","Ringgenbach",-14,9.26,190,221,245,269]
["89155","Ringingen",-14,10.24,200,230,254,278]
["72393","Ringingen",-18,9.26,190,221,245,269]
["88400","Ringschnait",-16,9.26,190,221,245,269]
["77975","Ringsheim",-12,10.86,169,197,221,245]
["48317","Rinkerode",-12,9.44,187,220,247.5,275]
["31737","Rinteln",-12,9.44,187,220,247.5,275]
["32676","Rischenau",-14,9.73,183,216,240.5,265]
["88400","Rißegg",-16,9.26,190,221,245,269]
["89584","Rißtissen",-14,10.24,200,230,254,278]
["27721","Ritterhude",-12,9.4,190,223,252,281]
["08355","Rittersgrün",-18,7.71,213,246,270,294]
["35716","Rittershausen",-14,9.73,183,216,240.5,265]
["37130","Rittmarshausen",-16,9.73,183,216,240.5,265]
["04749","Rittmitz",-14,9.3699999999999992,188,218,242.5,267]
["89290","Ritzisried",-16,10.24,200,230,254,278]
["09322","Rochsburg",-14,8.43,202,233,258.5,284]
["06686","Röcken",-14,9.3699999999999992,188,218,242.5,267]
["92361","Röckersbühl",-16,9.2200000000000006,192,220,243.5,267]
["04808","Röcknitz",-14,9.3699999999999992,188,218,242.5,267]
["96476","Rodach",-16,9.0299999999999994,194,223,247,271]
["66976","Rodalben",-12,9.36,191,223,248.5,274]
["64401","Rodau",-14,9.5500000000000007,186,216,240.5,265]
["17268","Röddelin",-12,8.7200000000000006,197,227,255,283]
["67688","Rodenbach",-12,9.36,191,223,248.5,274]
["63517","Rodenbach",-12,9.5500000000000007,186,216,240.5,265]
["31552","Rodenberg",-14,9.44,187,220,247.5,275]
["5067.","Rodenkirchen",-10,10.66,170,202,230,258]
["01619","Röderau",-16,9.2899999999999991,189,219,242.5,266]
["63322","Rödermark",-12,9.5500000000000007,186,216,240.5,265]
["01561","Rödern",-16,9.2899999999999991,189,219,242.5,266]
["08538","Rodersdorf",-16,7.71,213,246,270,294]
["31637","Rodewald",-12,9.44,187,220,247.5,275]
["08228","Rodewisch",-16,7.71,213,246,270,294]
["63110","Rodgau",-12,9.5500000000000007,186,216,240.5,265]
["04838","Rödgen",-14,9.3699999999999992,188,218,242.5,267]
["93142","Roding",-16,8.76,194,222,244.5,267]
["93426","Roding",-16,8.76,194,222,244.5,267]
["52445","Rödingen",-12,10.24,176,211,239.5,268]
["51709","Rodt",-12,8.4700000000000006,205,240,267.5,295]
["39326","Rogätz",-14,9.3000000000000007,189,219,245,271]
["89297","Roggenburg",-16,10.24,200,230,254,278]
["17039","Roggenhagen",-14,8.7200000000000006,197,227,255,283]
["17252","Roggentin",-14,8.7200000000000006,197,227,255,283]
["18230","Roggow",-10,9.0399999999999991,196,226,253.5,281]
["73479","Röhlingen",-16,9.26,190,221,245,269]
["91189","Rohr",-16,9.2200000000000006,192,220,243.5,267]
["70565","Rohr",-14,9.26,190,221,245,269]
["71116","Rohrau",-16,9.26,190,221,245,269]
["74889","Rohrbach",-12,9.26,190,221,245,269]
["83101","Rohrdorf",-18,7.01,227,260,283,306]
["72184","Rohrdorf",-16,9.26,190,221,245,269]
["72229","Rohrdorf",-16,9.26,190,221,245,269]
["88605","Rohrdorf",-14,9.26,190,221,245,269]
["99310","Röhrensee",-14,8.43,202,233,258.5,284]
["85244","Röhrmoos",-16,9.07,190,218,241.5,265]
["01665","Röhrsdorf",-14,9.2899999999999991,189,219,242.5,266]
["09247","Röhrsdorf",-14,8.43,202,233,258.5,284]
["31627","Rohrsen",-12,9.44,187,220,247.5,275]
["38836","Rohrsheim",-14,9.3000000000000007,189,219,245,271]
["53332","Roisdorf",-12,8.4700000000000006,205,240,267.5,295]
["23948","Rolofshagen",-10,8.89,197,227,255,283]
["67354","Römerberg",-12,9.36,191,223,248.5,274]
["72587","Römerstein",-18,9.26,190,221,245,269]
["98631","Römhild",-16,7.71,213,246,270,294]
["72768","Rommelsbach",-16,9.26,190,221,245,269]
["71394","Rommelshausen",-14,9.26,190,221,245,269]
["41569","Rommerskirchen",-12,10.66,170,202,230,258]
["30952","Ronnenberg",-14,9.44,187,220,247.5,275]
["36124","Rönshausen",-14,9.73,183,216,240.5,265]
["37124","Rosdorf",-16,9.73,183,216,240.5,265]
["21514","Roseburg",-12,9.2200000000000006,192,225,253.5,282]
["91622","Rosenberg",-16,9.2200000000000006,192,220,243.5,267]
["73494","Rosenberg",-16,9.26,190,221,245,269]
["74749","Rosenberg",-16,9.26,190,221,245,269]
["31840","Rosenbusch",-14,9.44,187,220,247.5,275]
["48720","Rosendahl-Osterwick",-10,9.44,187,220,247.5,275]
["72348","Rosenfeld",-16,9.26,190,221,245,269]
["21224","Rosengarten",-12,9.2200000000000006,192,225,253.5,282]
["8302.","Rosenheim/Oberbay.",-16,7.01,227,260,283,306]
["17091","Rosenow",-14,8.7200000000000006,197,227,255,283]
["19205","Rosenow",-12,8.89,197,227,255,283]
["01920","Rosenthal",-16,9.2899999999999991,189,219,242.5,266]
["35119","Rosenthal-Roda",-14,9.73,183,216,240.5,265]
["04617","Rositz",-14,9.3699999999999992,188,218,242.5,267]
["51503","Rösrath",-12,8.4700000000000006,205,240,267.5,295]
["67752","Roßbach",-12,9.36,191,223,248.5,274]
["94439","Roßbach",-16,8.76,194,222,244.5,267]
["64380","Roßdorf",-12,9.5500000000000007,186,216,240.5,265]
["31171","Rössing",-14,9.44,187,220,247.5,275]
["06862","Roßlau",-14,9.3699999999999992,188,218,242.5,267]
["06571","Roßleben",-14,9.3699999999999992,188,218,242.5,267]
["08527","Rößnitz",-16,7.71,213,246,270,294]
["90574","Roßtal",-16,9.2200000000000006,192,220,243.5,267]
["71665","Roßwag",-14,9.26,190,221,245,269]
["73061","Roßwälden",-16,9.26,190,221,245,269]
["72336","Roßwangen",-18,9.26,190,221,245,269]
["04741","Roßwein",-14,9.3699999999999992,188,218,242.5,267]
["88430","Rot a.d. Rot",-16,9.26,190,221,245,269]
["74585","Rot am See",-16,9.26,190,221,245,269]
["75394","Rötenbach",-16,9.26,190,221,245,269]
["78733","Rötenberg",-16,9.26,190,221,245,269]
["52159","Rötgen/Eifel",-12,10.24,176,211,239.5,268]
["91154","Roth",-16,9.2200000000000006,192,220,243.5,267]
["04571","Rötha",-14,9.3699999999999992,188,218,242.5,267]
["37688","Rothe",-14,9.73,183,216,240.5,265]
["07922","Rothenacker",-18,7.71,213,246,270,294]
["56459","Rothenbach",-14,8.4700000000000006,205,240,267.5,295]
["01744","Röthenbach",-16,9.2899999999999991,189,219,242.5,266]
["64757","Rothenberg",-14,9.5500000000000007,186,216,240.5,265]
["63584","Rothenbergen",-14,9.5500000000000007,186,216,240.5,265]
["91284","Rothenbruck",-16,9.2200000000000006,192,220,243.5,267]
["91541","Rothenburg ob der Tauber",-14,9.2200000000000006,192,220,243.5,267]
["08237","Rothenkirchen",-16,7.71,213,246,270,294]
["04924","Rothstein",-16,9.3699999999999992,188,218,242.5,267]
["95336","Rothwind",-16,6.95,226,258,280.5,303]
["08468","Rotschau",-16,8.43,202,233,258.5,284]
["52159","Rott",-14,10.24,176,211,239.5,268]
["82216","Rottbach",-16,7.42,217,249,272.5,296]
["99444","Rottdorf",-14,8.43,202,233,258.5,284]
["06295","Rottelsdorf",-14,9.3699999999999992,188,218,242.5,267]
["91341","Röttenbach",-16,9.2200000000000006,192,220,243.5,267]
["72108","Rottenburg",-16,9.26,190,221,245,269]
["36275","Rotterterode",-14,9.73,183,216,240.5,265]
["94094","Rotthalmünster",-16,8.76,194,222,244.5,267]
["45884","Rotthausen",-10,10.66,170,202,230,258]
["14793","Rottstock",-14,9.1999999999999993,190,220,244,268]
["78628","Rottweil",-16,9.26,190,221,245,269]
["92444","Rötz",-18,9.2200000000000006,192,220,243.5,267]
["17094","Rowa",-14,8.7200000000000006,197,227,255,283]
["55595","Roxheim",-12,9.36,186,219,245,271]
["56070","Rübenach",-14,8.4700000000000006,205,240,267.5,295]
["03238","Rückersdorf",-16,9.1,192,221,244.5,268]
["24960","Rüde",-10,8.51,204,239,269.5,300]
["73635","Rudersberg",-14,9.26,190,221,245,269]
["15562","Rüdersdorf",-14,9.1,192,221,244.5,268]
["94161","Ruderting",-16,8.76,194,222,244.5,267]
["65385","Rüdesheim",-12,8.4700000000000006,205,240,267.5,295]
["91438","Rüdisbronn",-16,9.2200000000000006,192,220,243.5,267]
["07407","Rudolstadt",-14,8.43,202,233,258.5,284]
["19069","Rugensee",-12,8.89,197,227,255,283]
["23970","Rüggow",-10,8.89,197,227,255,283]
["91622","Rügland",-16,9.2200000000000006,192,220,243.5,267]
["99842","Ruhla",-16,7.71,213,246,270,294]
["01945","Ruhland",-16,9.2899999999999991,189,219,242.5,266]
["06917","Ruhlsdorf",-14,9.3699999999999992,188,218,242.5,267]
["79639","Rührberg",-12,9.26,190,221,245,269]
["94099","Ruhstorf",-16,8.76,194,222,244.5,267]
["26969","Ruhwarden",-10,9.93,181,215,245.5,276]
["75015","Ruit",-14,9.26,190,221,245,269]
["88512","Rulfingen",-14,9.26,190,221,245,269]
["79595","Rümmingen",-12,10.86,169,197,221,245]
["93486","Runding",-18,8.76,194,222,244.5,267]
["88448","Rupertshofen",-16,9.26,190,221,245,269]
["56558","Ruppenrod",-14,8.4700000000000006,205,240,267.5,295]
["35325","Ruppertenrod",-14,9.73,183,216,240.5,265]
["67152","Ruppertsberg",-12,9.36,191,223,248.5,274]
["08435","Ruppertsgrün",-16,8.43,202,233,258.5,284]
["08543","Ruppertsgrün",-16,7.71,213,246,270,294]
["65779","Ruppertshain",-14,8.4700000000000006,205,240,267.5,295]
["73577","Ruppertshofen",-16,9.26,190,221,245,269]
["66957","Ruppertsweiler",-12,9.36,191,223,248.5,274]
["53809","Ruppichteroth",-12,8.4700000000000006,205,240,267.5,295]
["88410","Rupprechts",-16,9.26,190,221,245,269]
["52152","Rurberg",-14,10.24,176,211,239.5,268]
["55776","Ruschberg",-14,9.36,186,219,245,271]
["65428","Rüsselsheim",-12,10.86,169,197,221,245]
["91320","Rüssenbach",-16,9.2200000000000006,192,220,243.5,267]
["18230","Russow",-10,9.0399999999999991,196,226,253.5,281]
["79733","Rüßwihl",-14,9.26,190,221,245,269]
["77977","Rust",-12,10.86,169,197,221,245]
["71277","Rutesheim",-14,9.26,190,221,245,269]
["67752","Rutsweiler",-12,9.36,191,223,248.5,274]
["94339","Rutzenbach",-18,8.76,194,222,244.5,267]
["18317","Saal",-10,9.0399999999999991,196,226,253.5,281]
["07318","Saalfeld/Saale",-14,7.71,213,246,270,294]
["15806","Saalow",-14,9.1,192,221,244.5,268]
["66115","Saarbrücken",-12,9.36,191,223,248.5,274]
["54439","Saarburg",-12,9.36,186,219,245,271]
["66701","Saarfels",-12,9.36,191,223,248.5,274]
["66740","Saarlouis",-12,9.36,191,223,248.5,274]
["66793","Saarwellingen",-12,9.36,191,223,248.5,274]
["32816","Sabbenhausen",-14,9.73,183,216,240.5,265]
["89537","Sachsenhausen",-16,10.24,200,230,254,278]
["34513","Sachsenhausen",-14,9.73,183,216,240.5,265]
["74343","Sachsenheim",-12,9.26,190,221,245,269]
["83679","Sachsenkam",-18,7.01,227,260,283,306]
["01561","Sacka",-16,9.2899999999999991,189,219,242.5,266]
["17099","Sadelkow",-14,8.7200000000000006,197,227,255,283]
["21493","Sahms",-12,9.2200000000000006,192,225,253.5,282]
["21272","Sahrendorf",-14,9.2200000000000006,192,225,253.5,282]
["73084","Salach",-16,9.26,190,221,245,269]
["57290","Salchendorf",-14,8.4700000000000006,205,240,267.5,295]
["94330","Salching",-18,8.76,194,222,244.5,267]
["94163","Saldenburg",-16,8.76,194,222,244.5,267]
["88682","Salem",-14,9.26,190,221,245,269]
["03238","Sallgast",-16,9.1,192,221,244.5,268]
["72393","Salmendingen",-18,9.26,190,221,245,269]
["54528","Salmtal",-14,9.36,186,219,245,271]
["63628","Salmünster",-14,9.5500000000000007,186,216,240.5,265]
["97616","Salz",-14,9.5500000000000007,186,216,240.5,265]
["02627","Salzenforst",-16,8.68,197,227,251,275]
["38226","Salzgitter",-14,9.3000000000000007,189,219,245,271]
["31020","Salzhemmendorf",-14,9.44,187,220,247.5,275]
["33154","Salzkotten",-12,9.73,183,216,240.5,265]
["72178","Salzstetten",-16,9.26,190,221,245,269]
["29410","Salzwedel",-14,9.44,187,220,247.5,275]
["94121","Salzweg",-16,8.76,194,222,244.5,267]
["39326","Samswegen",-14,9.3000000000000007,189,219,245,271]
["34308","Sand",-14,9.73,183,216,240.5,265]
["77731","Sand",-12,10.86,169,197,221,245]
["39524","Sandau",-14,9.3000000000000007,189,219,245,271]
["16559","Sandberge",-14,9.14,194,221,246.5,272]
["33106","Sande",-12,9.73,183,216,240.5,265]
["06792","Sandersdorf",-14,9.3699999999999992,188,218,242.5,267]
["34266","Sandershausen",-12,9.73,183,216,240.5,265]
["06456","Sandersleben",-14,9.3699999999999992,188,218,242.5,267]
["23898","Sandesneben",-12,8.89,197,227,255,283]
["76532","Sandweier ( Baden-Baden)",-12,10.86,169,197,221,245]
["06526","Sangerhausen",-14,9.3699999999999992,188,218,242.5,267]
["18190","Sanitz",-12,9.0399999999999991,196,226,253.5,281]
["37444","Sankt Andreasberg",-16,9.73,183,216,240.5,265]
["53757","Sankt Augustin",-12,8.4700000000000006,205,240,267.5,295]
["79837","Sankt Blasien",-16,9.26,190,221,245,269]
["21357","Sankt Dionys",-12,9.2200000000000006,192,225,253.5,282]
["78112","Sankt Georgen",-16,9.26,190,221,245,269]
["56346","Sankt Goarshausen",-12,8.4700000000000006,205,240,267.5,295]
["66383","Sankt Ingbert",-12,9.36,191,223,248.5,274]
["56727","Sankt Johann",-14,8.4700000000000006,205,240,267.5,295]
["72813","Sankt Johann",-16,9.26,190,221,245,269]
["68789","Sankt Leon-Rot",-12,10.86,169,197,221,245]
["79274","Sankt Märgen",-18,9.26,190,221,245,269]
["09618","Sankt Michaelis",-16,8.43,202,233,258.5,284]
["25826","Sankt Peter-Ording",-10,8.51,204,239,269.5,300]
["66606","Sankt Wendel",-12,9.36,191,223,248.5,274]
["23719","Sarau",-12,8.89,197,227,255,283]
["02627","Särka",-16,8.68,197,227,251,275]
["31157","Sarstedt",-14,9.44,187,220,247.5,275]
["77880","Sasbach",-12,10.86,169,197,221,245]
["79361","Sasbach",-12,10.86,169,197,221,245]
["77887","Sasbachwalden",-14,9.26,190,221,245,269]
["48336","Sassenberg",-12,9.44,187,220,247.5,275]
["18546","Saßnitz",-10,9.0399999999999991,196,226,253.5,281]
["18239","Satow",-12,9.0399999999999991,196,226,253.5,281]
["74589","Satteldorf",-16,9.26,190,221,245,269]
["82054","Sauerlach",-16,7.42,217,249,272.5,296]
["88524","Sauggart",-14,9.26,190,221,245,269]
["94344","Saulburg",-18,8.76,194,222,244.5,267]
["88605","Sauldorf",-14,9.26,190,221,245,269]
["88348","Saulgau",-14,9.26,190,221,245,269]
["82442","Saulgrub",-18,7.42,217,249,272.5,296]
["78078","Schabenhausen",-16,9.26,190,221,245,269]
["37318","Schachtebich",-16,9.73,183,216,240.5,265]
["39343","Schackensleben",-14,9.3000000000000007,189,219,245,271]
["06449","Schadeleben",-14,9.3699999999999992,188,218,242.5,267]
["36358","Schadges",-14,9.73,183,216,240.5,265]
["24980","Schafflund",-10,8.51,204,239,269.5,300]
["71263","Schafhausen",-16,9.26,190,221,245,269]
["76744","Schaidt",-12,10.86,169,197,221,245]
["58579","Schalckmühle",-12,8.4700000000000006,205,240,267.5,295]
["96528","Schalkau",-16,9.0299999999999994,194,223,247,271]
["53426","Schalkenbach",-14,8.4700000000000006,205,240,267.5,295]
["58579","Schalksmühle",-12,8.4700000000000006,205,240,267.5,295]
["79227","Schallstadt",-14,10.86,169,197,221,245]
["83547","Schambach",-16,7.01,227,260,283,306]
["38162","Schandelah",-14,9.3000000000000007,189,219,245,271]
["77776","Schapbach",-16,9.26,190,221,245,269]
["2368.","Scharbeutz",-10,8.89,197,227,255,283]
["01665","Scharfenberg",-14,9.2899999999999991,189,219,242.5,266]
["59929","Scharfenberg",-14,8.4700000000000006,205,240,267.5,295]
["33154","Scharmede",-12,9.73,183,216,240.5,265]
["69168","Schatthausen",-12,9.5500000000000007,186,216,240.5,265]
["31737","Schaumburg",-14,9.44,187,220,247.5,275]
["24960","Schausende",-10,8.51,204,239,269.5,300]
["83135","Schechen",-16,7.01,227,260,283,306]
["73579","Schechingen",-16,9.26,190,221,245,269]
["37127","Scheden",-14,9.73,183,216,240.5,265]
["08056","Schedewitz",-14,8.43,202,233,258.5,284]
["72516","Scheer",-14,9.26,190,221,245,269]
["27383","Scheeßel",-12,9.4,190,223,252,281]
["74850","Schefflenz",-14,9.26,190,221,245,269]
["09481","Scheibenberg",-16,7.71,213,246,270,294]
["04460","Scheidens",-14,9.3699999999999992,188,218,242.5,267]
["56379","Scheidt",-12,8.4700000000000006,205,240,267.5,295]
["91443","Scheinfeld",-16,9.2200000000000006,192,220,243.5,267]
["79235","Schelingen",-12,10.86,169,197,221,245]
["89601","Schelklingen",-16,10.24,200,230,254,278]
["75242","Schellbronn",-14,9.26,190,221,245,269]
["01776","Schellerhau",-16,9.2899999999999991,189,219,242.5,266]
["31174","Schellerten",-14,9.44,187,220,247.5,275]
["08301","Schelma",-16,7.71,213,246,270,294]
["88433","Schemmerberg",-16,9.26,190,221,245,269]
["88433","Schemmerhofen",-16,9.26,190,221,245,269]
["04509","Schenkenberg",-14,9.3699999999999992,188,218,242.5,267]
["03172","Schenkendöbern",-16,9.1,192,221,244.5,268]
["77773","Schenkenzell",-14,9.26,190,221,245,269]
["36288","Schenklengsfeld",-14,9.73,183,216,240.5,265]
["46514","Schermbeck",-10,10.66,170,202,230,258]
["86872","Scherstetten",-16,7.42,217,249,272.5,296]
["96110","Scheßlitz",-16,9.0299999999999994,194,223,247,271]
["53572","Scheuren",-12,8.4700000000000006,205,240,267.5,295]
["85298","Scheyern",-16,9.07,190,218,241.5,265]
["32816","Schieder-Schwalenberg",-14,9.73,183,216,240.5,265]
["652..","Schierstein",-12,9.5500000000000007,186,216,240.5,265]
["27619","Schiffdorf",-12,9.4,190,223,252,281]
["67105","Schifferstadt",-12,9.36,191,223,248.5,274]
["03253","Schilda",-16,9.1,192,221,244.5,268]
["04889","Schildau",-16,9.3699999999999992,188,218,242.5,267]
["16552","Schildow",-14,9.14,194,221,246.5,272]
["91583","Schillingsfürst",-16,9.2200000000000006,192,220,243.5,267]
["74744","Schillingstadt",-16,9.26,190,221,245,269]
["77761","Schiltach",-16,9.26,190,221,245,269]
["02681","Schirgiswalde",-16,8.68,197,227,251,275]
["04435","Schkeuditz",-14,9.3699999999999992,188,218,242.5,267]
["04420","Schkölen",-14,9.3699999999999992,188,218,242.5,267]
["06258","Schkopau",-14,9.3699999999999992,188,218,242.5,267]
["52372","Schlagstein",-14,10.24,176,211,239.5,268]
["04749","Schlagwitz",-14,9.3699999999999992,188,218,242.5,267]
["72667","Schlaitdorf",-16,9.26,190,221,245,269]
["33189","Schlangen",-14,9.73,183,216,240.5,265]
["65388","Schlangenbad",-14,8.4700000000000006,205,240,267.5,295]
["29459","Schlannau",-14,9.44,187,220,247.5,275]
["06785","Schleesen",-14,9.3699999999999992,188,218,242.5,267]
["54340","Schleich",-10,9.36,186,219,245,271]
["52457","Schleiden",-12,10.24,176,211,239.5,268]
["53937","Schleiden",-14,8.4700000000000006,205,240,267.5,295]
["53937","Schleiden/Efel",-14,8.4700000000000006,205,240,267.5,295]
["07907","Schleiz",-16,7.71,213,246,270,294]
["24837","Schleswig",-10,8.51,204,239,269.5,300]
["41470","Schlicherum",-10,10.66,170,202,230,258]
["73614","Schlichten",-16,9.26,190,221,245,269]
["04936","Schlieben",-16,9.3699999999999992,188,218,242.5,267]
["79418","Schliengen",-12,10.86,169,197,221,245]
["88281","Schlier",-14,9.26,190,221,245,269]
["63636","Schlierbach",-12,9.5500000000000007,186,216,240.5,265]
["74706","Schlierstadt",-16,9.26,190,221,245,269]
["36110","Schlitz",-14,9.73,183,216,240.5,265]
["07646","Schlöben",-14,8.43,202,233,258.5,284]
["33758","Schloß Holte",-12,9.73,183,216,240.5,265]
["33104","Schloß Neuhaus",-12,9.73,183,216,240.5,265]
["30826","Schloss Ricklingen",-14,9.44,187,220,247.5,275]
["73441","Schloßberg",-16,9.26,190,221,245,269]
["09439","Schlößchen",-14,7.71,213,246,270,294]
["99195","Schloßvippach",-14,8.43,202,233,258.5,284]
["79859","Schluchsee",-18,9.26,190,221,245,269]
["36381","Schlüchtern",-14,9.73,183,216,240.5,265]
["32469","Schlüsselburg",-12,9.73,183,216,240.5,265]
["96132","Schlüsselfeld",-16,9.0299999999999994,194,223,247,271]
["27804","Schlüte",-10,9.4,190,223,252,281]
["76275","Schluttenbach",-14,10.86,169,197,221,245]
["57392","Schmallenberg",-14,8.4700000000000006,205,240,267.5,295]
["06295","Schmalzerode",-14,9.3699999999999992,188,218,242.5,267]
["98530","Schmeheim",-16,7.71,213,246,270,294]
["95336","Schmeilsdorf",-16,6.95,226,258,280.5,303]
["66839","Schmelz",-12,9.36,191,223,248.5,274]
["04895","Schmerkendorf",-16,9.3699999999999992,188,218,242.5,267]
["14776","Schmerzke",-14,9.1999999999999993,190,220,244,268]
["52385","Schmidt",-14,10.24,176,211,239.5,268]
["55758","Schmidthachenbach",-14,9.36,186,219,245,271]
["53949","Schmidtheim",-14,8.4700000000000006,205,240,267.5,295]
["89601","Schmiechen",-16,10.24,200,230,254,278]
["98711","Schmiedefeld",-16,7.71,213,246,270,294]
["99518","Schmiedehausen",-14,8.43,202,233,258.5,284]
["77971","Schmieheim",-12,10.86,169,197,221,245]
["99094","Schmira",-14,8.43,202,233,258.5,284]
["61389","Schmitten",-16,9.73,183,216,240.5,265]
["17506","Schmoldow",-12,8.7200000000000006,197,227,255,283]
["04828","Schmölen",-14,9.3699999999999992,188,218,242.5,267]
["17291","Schmölln",-14,8.7200000000000006,197,227,255,283]
["04626","Schmölln",-14,9.3699999999999992,188,218,242.5,267]
["71384","Schnait",-14,9.26,190,221,245,269]
["91220","Schnaittach",-16,9.2200000000000006,192,220,243.5,267]
["92253","Schnaittenbach",-16,9.2200000000000006,192,220,243.5,267]
["32609","Schnathorst",-12,9.73,183,216,240.5,265]
["67699","Schneckenhausen",-12,9.36,191,223,248.5,274]
["08289","Schneeberg",-16,7.71,213,246,270,294]
["29465","Schnega",-14,9.44,187,220,247.5,275]
["34286","Schnellrode",-14,9.73,183,216,240.5,265]
["29640","Schneverdingen",-14,9.44,187,220,247.5,275]
["96215","Schney",-16,9.0299999999999994,194,223,247,271]
["89194","Schnürpflingen",-16,10.24,200,230,254,278]
["06179","Schochwitz",-14,9.3699999999999992,188,218,242.5,267]
["35641","Schöffengrund",-14,9.73,183,216,240.5,265]
["27305","Scholen",-12,9.4,190,223,252,281]
["63825","Schöllkrippen",-14,9.5500000000000007,186,216,240.5,265]
["94508","Schöllnach",-18,8.76,194,222,244.5,267]
["72290","Schömberg",-14,9.26,190,221,245,269]
["72355","Schömberg",-18,9.26,190,221,245,269]
["75328","Schömberg",-16,9.26,190,221,245,269]
["04838","Schöna",-14,9.3699999999999992,188,218,242.5,267]
["71101","Schönaich",-16,9.26,190,221,245,269]
["08121","Schönau",-14,8.43,202,233,258.5,284]
["83471","Schönau",-18,7.01,227,260,283,306]
["84337","Schönau",-16,8.76,194,222,244.5,267]
["79677","Schönau",-16,9.26,190,221,245,269]
["69250","Schönau",-12,9.5500000000000007,186,216,240.5,265]
["08496","Schönbach",-16,8.43,202,233,258.5,284]
["02708","Schönbach",-16,8.68,197,227,251,275]
["17349","Schönbeck",-14,8.7200000000000006,197,227,255,283]
["23923","Schönberg",-10,8.89,197,227,255,283]
["94513","Schönberg",-18,8.76,194,222,244.5,267]
["01465","Schönborn",-14,9.2899999999999991,189,219,242.5,266]
["56370","Schönborn",-14,8.4700000000000006,205,240,267.5,295]
["71557","Schönbronn",-16,9.26,190,221,245,269]
["72218","Schönbronn",-16,9.26,190,221,245,269]
["08485","Schönbrunn",-16,8.43,202,233,258.5,284]
["08606","Schönbrunn",-18,7.71,213,246,270,294]
["86938","Schondorf",-16,7.42,217,249,272.5,296]
["07924","Schöndorf",-16,7.71,213,246,270,294]
["39218","Schönebeck/Elbe",-14,9.3000000000000007,189,219,245,271]
["88477","Schönebürg",-16,9.26,190,221,245,269]
["61137","Schöneck",-12,9.73,183,216,240.5,265]
["08261","Schöneck",-18,7.71,213,246,270,294]
["12529","Schönefeld",-14,9.83,182,211,234,257]
["17291","Schönermark",-14,8.7200000000000006,197,227,255,283]
["09569","Schönerstadt",-14,8.43,202,233,258.5,284]
["04703","Schönerstädt",-14,9.3699999999999992,188,218,242.5,267]
["86676","Schönesberg",-16,10.24,200,230,254,278]
["19205","Schönfeld",-12,8.89,197,227,255,283]
["08115","Schönfels",-16,8.43,202,233,258.5,284]
["15326","Schönfließ",-14,9.1,192,221,244.5,268]
["16567","Schönfließ",-14,9.14,194,221,246.5,272]
["86956","Schongau",-16,7.42,217,249,272.5,296]
["37170","Schönhagen",-14,9.73,183,216,240.5,265]
["73574","Schönhardt",-16,9.26,190,221,245,269]
["39524","Schönhausen",-14,9.3000000000000007,189,219,245,271]
["03130","Schönheide",-16,9.1,192,221,244.5,268]
["08304","Schönheide",-16,7.71,213,246,270,294]
["37170","Schoningen",-14,9.73,183,216,240.5,265]
["16321","Schönow",-14,9.14,194,221,246.5,272]
["92539","Schönsee",-18,6.95,226,258,280.5,303]
["83137","Schonstett",-16,7.01,227,260,283,306]
["74214","Schöntal",-14,9.26,190,221,245,269]
["01471","Schönteichen",-16,9.2899999999999991,189,219,242.5,266]
["01920","Schönteichen",-16,9.2899999999999991,189,219,242.5,266]
["78141","Schönwald",-18,9.26,190,221,245,269]
["14621","Schönwalde",-14,9.1999999999999993,190,220,244,268]
["79650","Schopfheim",-12,9.26,190,221,245,269]
["72296","Schopfloch",-16,9.26,190,221,245,269]
["67707","Schopp",-12,9.36,191,223,248.5,274]
["38170","Schöppenstedt",-14,9.3000000000000007,189,219,245,271]
["37627","Schorborn",-14,9.73,183,216,240.5,265]
["73614","Schornbach",-16,9.26,190,221,245,269]
["93489","Schorndorf",-18,8.76,194,222,244.5,267]
["73614","Schorndorf- Schlichten",-16,9.26,190,221,245,269]
["73614","Schorndorf/Württ.",-16,9.26,190,221,245,269]
["55288","Schornsheim",-12,9.36,186,219,245,271]
["06369","Schortewitz",-14,9.3699999999999992,188,218,242.5,267]
["72355","Schörzingen",-18,9.26,190,221,245,269]
["19073","Schossin",-12,8.89,197,227,255,283]
["63679","Schotten/Hessen",-12,9.5500000000000007,186,216,240.5,265]
["04928","Schraden",-16,9.3699999999999992,188,218,242.5,267]
["78713","Schramberg",-16,9.26,190,221,245,269]
["04720","Schrebitz",-14,9.3699999999999992,188,218,242.5,267]
["08233","Schreiersgrün",-16,7.71,213,246,270,294]
["73479","Schrezheim",-16,9.26,190,221,245,269]
["69198","Schriesheim",-12,9.5500000000000007,186,216,240.5,265]
["86529","Schrobenhausen",-18,10.24,200,230,254,278]
["24850","Schuby",-12,8.51,204,239,269.5,300]
["54586","Schüller",-14,9.36,186,219,245,271]
["15732","Schulzendorf",-14,9.1,192,221,244.5,268]
["77948","Schuttern",-12,10.86,169,197,221,245]
["77978","Schuttertal",-14,9.26,190,221,245,269]
["77746","Schutterwald",-12,10.86,169,197,221,245]
["77746","Schutterwald-Höfen",-12,10.86,169,197,221,245]
["53894","Schützendorf",-14,8.4700000000000006,205,240,267.5,295]
["18258","Schwaan",-12,9.0399999999999991,196,226,253.5,281]
["91126","Schwabach",-16,9.2200000000000006,192,220,243.5,267]
["74626","Schwabbach",-14,9.26,190,221,245,269]
["55270","Schwabenheim",-12,9.36,186,219,245,271]
["85247","Schwabhausen",-16,9.07,190,218,241.5,265]
["7352.","Schwäbisch Gmünd",-16,9.26,190,221,245,269]
["74523","Schwäbisch Hall",-16,9.26,190,221,245,269]
["86830","Schwabmünchen",-16,7.42,217,249,272.5,296]
["86987","Schwabsoien",-16,7.42,217,249,272.5,296]
["90571","Schwaig",-16,9.2200000000000006,192,220,243.5,267]
["74193","Schwaigern",-14,9.26,190,221,245,269]
["71409","Schwaikheim",-14,9.26,190,221,245,269]
["65824","Schwalbach",-14,8.4700000000000006,205,240,267.5,295]
["66773","Schwalbach",-12,9.36,191,223,248.5,274]
["72108","Schwalldorf",-16,9.26,190,221,245,269]
["34613","Schwalmstadt",-14,9.73,183,216,240.5,265]
["41366","Schwalmtal",-10,10.66,170,202,230,258]
["36318","Schwalmtal",-14,9.73,183,216,240.5,265]
["77963","Schwanau",-12,10.86,169,197,221,245]
["08538","Schwand",-16,7.71,213,246,270,294]
["08538","Schwand",-16,7.71,213,246,270,294]
["90596","Schwand",-16,9.2200000000000006,192,220,243.5,267]
["92421","Schwandorf",-16,9.2200000000000006,192,220,243.5,267]
["16341","Schwanebeck",-14,9.14,194,221,246.5,272]
["14806","Schwanebeck",-14,9.1999999999999993,190,220,244,268]
["41812","Schwanenberg",-10,10.66,170,202,230,258]
["28790","Schwanewede",-10,9.4,190,223,252,281]
["97523","Schwanfeld",-14,9.5500000000000007,186,216,240.5,265]
["75334","Schwann",-14,9.26,190,221,245,269]
["99195","Schwansee",-14,8.43,202,233,258.5,284]
["90596","Schwanstetten",-16,9.2200000000000006,192,220,243.5,267]
["29690","Schwarmstedt",-12,9.44,187,220,247.5,275]
["92548","Schwarzach",-16,9.2200000000000006,192,220,243.5,267]
["94491","Schwarzach",-18,8.76,194,222,244.5,267]
["74869","Schwarzach",-12,9.26,190,221,245,269]
["95126","Schwarzenbach/Saale",-18,6.95,226,258,280.5,303]
["21493","Schwarzenbek",-12,9.2200000000000006,192,225,253.5,282]
["93458","Schwarzenberg",-18,8.76,194,222,244.5,267]
["75328","Schwarzenberg",-16,9.26,190,221,245,269]
["08340","Schwarzenberg/Erzgeb.",-16,7.71,213,246,270,294]
["90592","Schwarzenbruck",-16,9.2200000000000006,192,220,243.5,267]
["92521","Schwarzenfeld",-16,9.2200000000000006,192,220,243.5,267]
["02977","Schwarzkollm",-16,8.68,197,227,251,275]
["24229","Schwedeneck",-10,8.51,204,239,269.5,300]
["16303","Schwedt/Oder",-16,9.14,194,221,246.5,272]
["54338","Schweich",-10,9.36,186,219,245,271]
["76889","Schweigen",-12,9.36,191,223,248.5,274]
["77978","Schweighausen",-14,9.26,190,221,245,269]
["76889","Schweighofen",-12,9.36,191,223,248.5,274]
["09326","Schweikertshain",-14,8.43,202,233,258.5,284]
["97422","Schweinfurt",-14,9.5500000000000007,186,216,240.5,265]
["88454","Schweinhausen",-16,9.26,190,221,245,269]
["06928","Schweinitz",-14,9.3699999999999992,188,218,242.5,267]
["58332","Schwelm",-12,8.4700000000000006,205,240,267.5,295]
["88477","Schwendi",-16,9.26,190,221,245,269]
["72477","Schwenningen",-16,9.26,190,221,245,269]
["780..","Schwenningen/Neckar",-16,9.26,190,221,245,269]
["01936","Schwepnitz",-16,9.2899999999999991,189,219,242.5,266]
["53909","Schwerfen",-14,8.4700000000000006,205,240,267.5,295]
["15755","Schwerin",-14,9.1,192,221,244.5,268]
["1906.","Schwerin",-12,8.89,197,227,255,283]
["99634","Schwerstedt",-14,8.43,202,233,258.5,284]
["58239","Schwerte/Ruhr",-12,8.4700000000000006,205,240,267.5,295]
["06188","Schwerz",-14,9.3699999999999992,188,218,242.5,267]
["04769","Schweta",-14,9.3699999999999992,188,218,242.5,267]
["68723","Schwetzingen",-12,10.86,169,197,221,245]
["71701","Schwieberdingen",-14,9.26,190,221,245,269]
["86940","Schwifting",-16,7.42,217,249,272.5,296]
["84419","Schwindegg",-16,8.76,194,222,244.5,267]
["06295","Schwittersdorf",-14,9.3699999999999992,188,218,242.5,267]
["86754","Schwörsheim",-16,10.24,200,230,254,278]
["79739","Schwörstadt",-12,9.26,190,221,245,269]
["31311","Schwüblingsen",-14,9.44,187,220,247.5,275]
["38179","Schwülper",-14,9.3000000000000007,189,219,245,271]
["96247","Schwürbitz",-16,9.0299999999999994,194,223,247,271]
["01855","Sebnitz",-16,9.2899999999999991,189,219,242.5,266]
["71566","Sechselberg",-14,9.26,190,221,245,269]
["53332","Sechtem",-12,8.4700000000000006,205,240,267.5,295]
["74743","Seckach",-14,9.26,190,221,245,269]
["77889","Seebach",-16,9.26,190,221,245,269]
["17420","Seebad Heringsdorf",-12,8.7200000000000006,197,227,255,283]
["72108","Seebronn",-16,9.26,190,221,245,269]
["83358","Seebruck",-16,7.01,227,260,283,306]
["37136","Seeburg",-16,9.73,183,216,240.5,265]
["39307","Seedorf",-14,9.3000000000000007,189,219,245,271]
["39319","Seedorf",-14,9.3000000000000007,189,219,245,271]
["78655","Seedorf",-16,9.26,190,221,245,269]
["82229","Seefeld",-16,7.42,217,249,272.5,296]
["06888","Seegrehna",-14,9.3699999999999992,188,218,242.5,267]
["82418","Seehausen",-16,7.42,217,249,272.5,296]
["39615","Seehausen",-14,9.3000000000000007,189,219,245,271]
["64342","Seeheim-Jugenheim",-12,9.5500000000000007,186,216,240.5,265]
["77960","Seelbach",-14,10.86,169,197,221,245]
["01909","Seeligstadt",-14,9.2899999999999991,189,219,242.5,266]
["04687","Seeligstädt",-14,9.3699999999999992,188,218,242.5,267]
["09306","Seelitz",-14,8.43,202,233,258.5,284]
["04769","Seelitz",-14,9.3699999999999992,188,218,242.5,267]
["53819","Seelscheid",-12,8.4700000000000006,205,240,267.5,295]
["30926","Seelze",-14,9.44,187,220,247.5,275]
["38723","Seesen",-14,9.3000000000000007,189,219,245,271]
["86925","Seestall",-16,7.42,217,249,272.5,296]
["212..","Seevetal",-12,9.4,190,223,252,281]
["21217","Seevetal - Over",-12,9.2200000000000006,192,225,253.5,282]
["72297","Seewald",-16,9.26,190,221,245,269]
["79733","Segeten",-16,9.26,190,221,245,269]
["31196","Sehlem",-16,9.44,187,220,247.5,275]
["54518","Sehlem",-14,9.36,186,219,245,271]
["09465","Sehma",-16,7.71,213,246,270,294]
["31319","Sehnde",-14,9.44,187,220,247.5,275]
["88410","Seibranz",-16,9.26,190,221,245,269]
["09548","Seiffen",-16,7.71,213,246,270,294]
["07389","Seisla",-14,8.43,202,233,258.5,284]
["89143","Seißen",-16,10.24,200,230,254,278]
["78606","Seitingen - Oberflacht",-18,9.26,190,221,245,269]
["95100","Selb",-18,6.95,226,258,280.5,303]
["52538","Selfkant",-10,10.24,176,211,239.5,268]
["63500","Seligenstadt",-12,9.5500000000000007,186,216,240.5,265]
["98593","Seligenthal",-16,7.71,213,246,270,294]
["24884","Selk",-12,8.51,204,239,269.5,300]
["04626","Selka",-14,9.3699999999999992,188,218,242.5,267]
["18586","Sellin",-10,9.0399999999999991,196,226,253.5,281]
["27619","Sellstedt",-12,9.4,190,223,252,281]
["59379","Selm",-12,8.4700000000000006,205,240,267.5,295]
["23923","Selmsdorf",-10,8.89,197,227,255,283]
["27446","Selsingen",-12,9.4,190,223,252,281]
["65618","Selters",-14,8.4700000000000006,205,240,267.5,295]
["55278","Selzen",-12,9.36,186,219,245,271]
["89250","Senden",-16,10.24,200,230,254,278]
["48308","Senden",-12,9.44,187,220,247.5,275]
["48324","Sendenhorst",-12,9.44,187,220,247.5,275]
["01968","Senftenberg",-16,9.2899999999999991,189,219,242.5,266]
["92369","Sengenthal",-16,9.2200000000000006,192,220,243.5,267]
["56820","Senheim",-12,8.4700000000000006,205,240,267.5,295]
["33659","Senne I",-12,9.73,183,216,240.5,265]
["33102","Sennelager",-12,9.73,183,216,240.5,265]
["06193","Sennewitz",-14,9.3699999999999992,188,218,242.5,267]
["97526","Sennfeld",-14,9.5500000000000007,186,216,240.5,265]
["15754","Senzig",-14,9.1,192,221,244.5,268]
["04668","Sermuth",-14,9.3699999999999992,188,218,242.5,267]
["18292","Serrahn",-12,9.0399999999999991,196,226,253.5,281]
["75446","Serres",-14,9.26,190,221,245,269]
["54455","Serrig",-12,9.36,186,219,245,271]
["74372","Sersheim",-12,9.26,190,221,245,269]
["16230","Serwest",-14,9.14,194,221,246.5,272]
["56244","Sessenhausen",-14,8.4700000000000006,205,240,267.5,295]
["37124","Settmarshausen",-16,9.73,183,216,240.5,265]
["92358","Seubersdorf",-16,9.2200000000000006,192,220,243.5,267]
["90556","Seukendorf",-16,9.2200000000000006,192,220,243.5,267]
["37136","Seulingen",-16,9.73,183,216,240.5,265]
["79350","Sexau",-14,9.26,190,221,245,269]
["31079","Sibbesse",-14,9.44,187,220,247.5,275]
["72379","Sickingen",-16,9.26,190,221,245,269]
["38173","Sickte",-14,9.3000000000000007,189,219,245,271]
["76833","Siebeldingen",-12,10.86,169,197,221,245]
["09634","Siebenlehn",-14,8.43,202,233,258.5,284]
["06308","Siebigerode",-14,9.3699999999999992,188,218,242.5,267]
["01920","Siebitz",-16,9.2899999999999991,189,219,242.5,266]
["17089","Siedenbollentin",-14,8.7200000000000006,197,227,255,283]
["35768","Siegbach",-14,9.73,183,216,240.5,265]
["53721","Siegburg",-12,8.4700000000000006,205,240,267.5,295]
["74936","Siegelsbach",-12,9.26,190,221,245,269]
["5707.","Siegen",-12,8.4700000000000006,205,240,267.5,295]
["93354","Siegenburg",-18,8.76,194,222,244.5,267]
["5384.","Sieglar",-12,8.4700000000000006,205,240,267.5,295]
["06420","Sieglitz",-14,9.3699999999999992,188,218,242.5,267]
["83313","Siegsdorf",-16,7.01,227,260,283,306]
["70794","Sielmingen",-14,9.26,190,221,245,269]
["03055","Sielow",-16,9.1,192,221,244.5,268]
["52457","Siersdorf",-12,10.24,176,211,239.5,268]
["29664","Sieverdingen",-12,9.44,187,220,247.5,275]
["27607","Sievern",-10,9.4,190,223,252,281]
["23936","Sievershagen",-10,8.89,197,227,255,283]
["31275","Sievershausen",-14,9.44,187,220,247.5,275]
["19376","Siggelkow",-14,8.89,197,227,255,283]
["72488","Sigmaringen",-14,9.26,190,221,245,269]
["72517","Sigmaringendorf",-14,9.26,190,221,245,269]
["72172","Sigmarswangen",-16,9.26,190,221,245,269]
["37603","Silberborn",-14,9.73,183,216,240.5,265]
["06493","Silberhütte",-16,9.3699999999999992,188,218,242.5,267]
["24887","Silberstedt",-12,8.51,204,239,269.5,300]
["08121","Silberstraße",-14,8.43,202,233,258.5,284]
["37345","Silkerode",-16,9.73,183,216,240.5,265]
["94436","Simbach",-16,8.76,194,222,244.5,267]
["91245","Simmelsdorf",-16,9.2200000000000006,192,220,243.5,267]
["52152","Simmerath",-14,10.24,176,211,239.5,268]
["55469","Simmern",-14,9.36,186,219,245,271]
["35713","Simmersbach",-14,9.73,183,216,240.5,265]
["03149","Simmersdorf",-16,9.1,192,221,244.5,268]
["72226","Simmersfeld",-16,9.26,190,221,245,269]
["97215","Simmershofen",-16,9.5500000000000007,186,216,240.5,265]
["55618","Simmertal",-14,9.36,186,219,245,271]
["75397","Simmozheim",-16,9.26,190,221,245,269]
["79263","Simonswald",-18,9.26,190,221,245,269]
["04720","Simselwitz",-14,9.3699999999999992,188,218,242.5,267]
["71063","Sindelfingen",-14,9.26,190,221,245,269]
["82404","Sindelsdorf",-18,7.42,217,249,272.5,296]
["75196","Singen",-14,9.26,190,221,245,269]
["7820.","Singen-Hohentwiel",-14,9.7100000000000009,186,214,237.5,261]
["50259","Sinnersdorf",-12,10.66,170,202,230,258]
["74889","Sinsheim",-12,9.26,190,221,245,269]
["21079","Sinstorf (Hamburg)",-12,9.2200000000000006,192,225,253.5,282]
["76545","Sinzheim",-12,10.86,169,197,221,245]
["76547","Sinzheim",-12,10.86,169,197,221,245]
["53489","Sinzig",-12,8.4700000000000006,205,240,267.5,295]
["67729","Sippersfeld",-12,9.36,191,223,248.5,274]
["07557","Sirbis",-14,8.43,202,233,258.5,284]
["72574","Sirchingen",-16,9.26,190,221,245,269]
["23898","Sirksfelde",-12,8.89,197,227,255,283]
["04703","Sitten",-14,9.3699999999999992,188,218,242.5,267]
["27419","Sittensen",-12,9.4,190,223,252,281]
["04889","Sitzenroda",-16,9.3699999999999992,188,218,242.5,267]
["01561","Skäßchen",-16,9.2899999999999991,189,219,242.5,266]
["83139","Söchtenau",-16,7.01,227,260,283,306]
["82319","Söcking",-16,7.42,217,249,272.5,296]
["63834","Soden",-14,9.5500000000000007,186,216,240.5,265]
["59494","Soest/Westf.",-12,8.4700000000000006,205,240,267.5,295]
["89077","Söflingen",-14,10.24,200,230,254,278]
["49751","Sögel",-12,9.44,187,220,247.5,275]
["08626","Sohl",-18,7.71,213,246,270,294]
["02689","Sohland",-16,8.68,197,227,251,275]
["31185","Söhlde",-14,9.44,187,220,247.5,275]
["79294","Sölden",-16,9.26,190,221,245,269]
["426..","Solingen",-12,10.66,170,202,230,258]
["18445","Solkendorf",-10,9.0399999999999991,196,226,253.5,281]
["06774","Söllichau",-14,9.3699999999999992,188,218,242.5,267]
["76327","Söllingen",-12,9.26,190,221,245,269]
["02633","Sollschwitz",-16,8.68,197,227,251,275]
["99759","Sollstedt",-14,8.43,202,233,258.5,284]
["35606","Solms",-12,9.73,183,216,240.5,265]
["29614","Soltau",-12,9.44,187,220,247.5,275]
["99610","Sömmerda",-14,8.43,202,233,258.5,284]
["72766","Sondelfingen",-16,9.26,190,221,245,269]
["99706","Sondershausen",-14,8.43,202,233,258.5,284]
["94146","Sonndorf",-18,8.76,194,222,244.5,267]
["96515","Sonneberg",-16,9.0299999999999994,194,223,247,271]
["32683","Sonneborn",-14,9.73,183,216,240.5,265]
["31634","Sonnenborstel",-12,9.44,187,220,247.5,275]
["72820","Sonnenbühl",-18,9.26,190,221,245,269]
["03249","Sonnenwalde",-16,9.1,192,221,244.5,268]
["47665","Sonsbeck",-10,10.66,170,202,230,258]
["89555","Sontheim",-16,10.24,200,230,254,278]
["89567","Sontheim",-16,10.24,200,230,254,278]
["04769","Sornitz-Ablaß",-14,9.3699999999999992,188,218,242.5,267]
["04769","Sornzig",-14,9.3699999999999992,188,218,242.5,267]
["04769","Sornzig",-14,9.3699999999999992,188,218,242.5,267]
["31134","Sorsum",-14,9.44,187,220,247.5,275]
["08326","Sosa",-16,7.71,213,246,270,294]
["27367","Sottrum",-12,9.4,190,223,252,281]
["67620","Soufflenheim (Frankreich)",-12,9.36,191,223,248.5,274]
["27619","Spaden",-12,9.4,190,223,252,281]
["78549","Spaichingen",-18,9.26,190,221,245,269]
["54529","Spangdahlem",-14,9.36,186,219,245,271]
["34286","Spangenberg",-14,9.73,183,216,240.5,265]
["95234","Sparneck",-18,6.95,226,258,280.5,303]
["73066","Sparwiesen",-16,9.26,190,221,245,269]
["82447","Spatzenhausen",-16,7.42,217,249,272.5,296]
["74937","Spechbach",-12,9.26,190,221,245,269]
["16250","Spechthausen",-14,9.14,194,221,246.5,272]
["34355","Speele",-12,9.73,183,216,240.5,265]
["54662","Speicher",-14,9.36,186,219,245,271]
["15848","Speichrow",-16,9.1,192,221,244.5,268]
["48480","Spelle",-12,9.44,187,220,247.5,275]
["32139","Spenge",-12,9.73,183,216,240.5,265]
["41363","Spenrath",-12,10.66,170,202,230,258]
["16348","Sperlingsaue",-14,9.14,194,221,246.5,272]
["76275","Spessart",-14,10.86,169,197,221,245]
["75365","Speßhardt",-16,9.26,190,221,245,269]
["67346","Speyer",-12,9.36,191,223,248.5,274]
["94518","Spiegelau",-18,8.76,194,222,244.5,267]
["71579","Spiegelberg",-14,9.26,190,221,245,269]
["52445","Spiel",-12,10.24,176,211,239.5,268]
["74343","Spielberg",-14,9.26,190,221,245,269]
["76307","Spielberg",-14,9.26,190,221,245,269]
["02794","Spitzkunnersdorf",-16,8.68,197,227,251,275]
["17039","Sponholz",-14,8.7200000000000006,197,227,255,283]
["46399","Spork",-10,10.66,170,202,230,258]
["19372","Spornitz",-14,8.89,197,227,255,283]
["73565","Spraitbach",-16,9.26,190,221,245,269]
["29365","Sprakensehl",-14,9.44,187,220,247.5,275]
["15528","Spreenhagen",-14,9.1,192,221,244.5,268]
["03130","Spremberg",-16,9.1,192,221,244.5,268]
["31832","Springe",-14,9.44,187,220,247.5,275]
["45549","Sprockhövel",-12,10.66,170,202,230,258]
["04838","Sprotta",-14,9.3699999999999992,188,218,242.5,267]
["96155","Stackendorf",-16,9.0299999999999994,194,223,247,271]
["2165.","Stade",-10,9.4,190,223,252,281]
["61197","Staden",-12,9.73,183,216,240.5,265]
["86946","Stadl",-16,7.42,217,249,272.5,296]
["35260","Stadtallendorf",-14,9.73,183,216,240.5,265]
["86391","Stadtbergen",-16,10.24,200,230,254,278]
["99326","Stadtilm",-14,8.43,202,233,258.5,284]
["54589","Stadtkyll",-14,9.36,186,219,245,271]
["26953","Stadtland",-10,9.93,181,215,245.5,276]
["97488","Stadtlauringen",-16,9.5500000000000007,186,216,240.5,265]
["48703","Stadtlohn",-10,9.44,187,220,247.5,275]
["37627","Stadtoldendorf",-14,9.73,183,216,240.5,265]
["97909","Stadtprozelten",-14,9.5500000000000007,186,216,240.5,265]
["07646","Stadtroda",-14,8.43,202,233,258.5,284]
["96231","Staffelstein",-16,9.0299999999999994,194,223,247,271]
["96231","Staffelstein",-16,9.0299999999999994,194,223,247,271]
["88441","Stafflangen",-16,9.26,190,221,245,269]
["76297","Staffort",-12,10.86,169,197,221,245]
["37671","Stahle",-12,9.73,183,216,240.5,265]
["56412","Stahlhofen",-14,8.4700000000000006,205,240,267.5,295]
["14532","Stahnsdorf",-14,9.1999999999999993,190,220,244,268]
["89195","Staig",-16,10.24,200,230,254,278]
["75365","Stammheim",-14,9.26,190,221,245,269]
["82319","Starnberg",-16,7.42,217,249,272.5,296]
["17252","Starsow",-14,8.7200000000000006,197,227,255,283]
["72181","Starzach",-16,9.26,190,221,245,269]
["39418","Staßfurt",-14,9.3000000000000007,189,219,245,271]
["86316","Stätzling",-16,10.24,200,230,254,278]
["86641","Staudheim",-16,10.24,200,230,254,278]
["89428","Staufen",-16,10.24,200,230,254,278]
["79219","Staufen",-14,10.86,169,197,221,245]
["34355","Staufenberg",-12,9.73,183,216,240.5,265]
["17039","Staven",-14,8.7200000000000006,197,227,255,283]
["56276","Stebach",-14,8.4700000000000006,205,240,267.5,295]
["75050","Stebbach",-14,9.26,190,221,245,269]
["04936","Stechau",-16,9.3699999999999992,188,218,242.5,267]
["96135","Stegaurach",-16,9.0299999999999994,194,223,247,271]
["39517","Stegelitz",-14,9.3000000000000007,189,219,245,271]
["79252","Stegen",-16,9.26,190,221,245,269]
["12163","Steglitz",-14,9.83,182,211,234,257]
["88633","Steigen",-14,9.26,190,221,245,269]
["31634","Steimbke",-12,9.44,187,220,247.5,275]
["57614","Steimel",-14,8.4700000000000006,205,240,267.5,295]
["74196","Stein am Kocher",-12,9.26,190,221,245,269]
["90547","Stein b. Nbg.",-16,9.2200000000000006,192,220,243.5,267]
["01920","Steina",-16,9.2899999999999991,189,219,242.5,266]
["04703","Steina",-14,9.3699999999999992,188,218,242.5,267]
["94377","Steinach",-18,8.76,194,222,244.5,267]
["77790","Steinach",-14,9.26,190,221,245,269]
["36396","Steinau a.d. Straße",-14,9.73,183,216,240.5,265]
["37308","Steinbach",-16,9.73,183,216,240.5,265]
["04567","Steinbach",-14,9.3699999999999992,188,218,242.5,267]
["09477","Steinbach",-16,7.71,213,246,270,294]
["97900","Steinbach",-14,9.5500000000000007,186,216,240.5,265]
["97500","Steinbach bei Eltmann",-14,9.5500000000000007,186,216,240.5,265]
["98587","Steinbach-Hallenberg",-16,7.71,213,246,270,294]
["29646","Steinbeck",-14,9.44,187,220,247.5,275]
["16259","Steinbeck",-14,9.14,194,221,246.5,272]
["92449","Steinberg",-16,9.2200000000000006,192,220,243.5,267]
["75242","Steinegg",-14,9.26,190,221,245,269]
["79585","Steinen",-12,9.26,190,221,245,269]
["71144","Steinenbronn",-16,9.26,190,221,245,269]
["79395","Steinenstadt",-12,10.86,169,197,221,245]
["49439","Steinfeld",-12,9.44,187,220,247.5,275]
["97854","Steinfeld",-14,9.5500000000000007,186,216,240.5,265]
["65529","Steinfischbach",-14,8.4700000000000006,205,240,267.5,295]
["48565","Steinfurt",-12,9.44,187,220,247.5,275]
["33803","Steinhagen",-12,9.73,183,216,240.5,265]
["88416","Steinhausen",-16,9.26,190,221,245,269]
["88427","Steinhausen",-16,9.26,190,221,245,269]
["87700","Steinheim",-16,10.24,200,230,254,278]
["89555","Steinheim",-16,10.24,200,230,254,278]
["32839","Steinheim",-14,9.73,183,216,240.5,265]
["71711","Steinheim an der Murr",-12,9.26,190,221,245,269]
["72406","Steinhofen",-18,9.26,190,221,245,269]
["29367","Steinhorst",-14,9.44,187,220,247.5,275]
["31515","Steinhude",-14,9.44,187,220,247.5,275]
["01904","Steinigtwolmsdorf",-16,9.2899999999999991,189,219,242.5,266]
["29416","Steinitz",-14,9.44,187,220,247.5,275]
["39319","Steinitz",-14,9.3000000000000007,189,219,245,271]
["38275","Steinlah",-14,9.3000000000000007,189,219,245,271]
["76479","Steinmauern",-12,10.86,169,197,221,245]
["17391","Steinmocker",-12,8.7200000000000006,197,227,255,283]
["08432","Steinpleis (Werdau)",-16,8.43,202,233,258.5,284]
["08538","Steins",-16,7.71,213,246,270,294]
["56379","Steinsberg",-12,8.4700000000000006,205,240,267.5,295]
["93128","Steinsberg",-16,8.76,194,222,244.5,267]
["08547","Steinsdorf",-16,7.71,213,246,270,294]
["97539","Steinsfeld",-14,9.5500000000000007,186,216,240.5,265]
["74889","Steinsfurt",-12,9.26,190,221,245,269]
["76872","Steinweiler",-12,10.86,169,197,221,245]
["21435","Stelle",-12,9.2200000000000006,192,225,253.5,282]
["07922","Stelzen",-18,7.71,213,246,270,294]
["32351","Stemwede",-12,9.73,183,216,240.5,265]
["39576","Stendal",-14,9.3000000000000007,189,219,245,271]
["16306","Stendell",-14,9.14,194,221,246.5,272]
["08144","Stenn",-14,8.43,202,233,258.5,284]
["04769","Stennschütz",-14,9.3699999999999992,188,218,242.5,267]
["46145","Sterkrade",-10,10.66,170,202,230,258]
["46147","Sterkrade",-10,10.66,170,202,230,258]
["19406","Sternberg",-12,8.89,197,227,255,283]
["75447","Sternenfels",-14,9.26,190,221,245,269]
["35094","Sterzhausen",-12,9.73,183,216,240.5,265]
["70771","Stetten",-14,9.26,190,221,245,269]
["72379","Stetten",-16,9.26,190,221,245,269]
["78570","Stetten",-16,9.26,190,221,245,269]
["78658","Stetten",-16,9.26,190,221,245,269]
["88480","Stetten",-16,9.26,190,221,245,269]
["72393","Stetten ( Burladingen )",-18,9.26,190,221,245,269]
["72510","Stetten am kalten Markt",-16,9.26,190,221,245,269]
["70771","Stetten auf den Fildern",-14,9.26,190,221,245,269]
["86462","Stettenhofen",-16,10.24,200,230,254,278]
["31593","Steyerberg",-12,9.44,187,220,247.5,275]
["27476","Stickenbüttel",-10,9.4,190,223,252,281]
["88167","Stiefenhofen",-18,9.7100000000000009,186,214,237.5,261]
["74597","Stimpfach",-16,9.26,190,221,245,269]
["23795","Stipsdorf",-10,8.89,197,227,255,283]
["85235","Stockach",-16,9.07,190,218,241.5,265]
["72810","Stockach",-16,9.26,190,221,245,269]
["82131","Stockdorf",-16,7.42,217,249,272.5,296]
["32617","Stockelsdorf",-12,9.73,183,216,240.5,265]
["37154","Stöckheim",-16,9.73,183,216,240.5,265]
["79697","Stockmatt",-16,9.26,190,221,245,269]
["71543","Stocksberg",-14,9.26,190,221,245,269]
["31638","Stöckse",-12,9.44,187,220,247.5,275]
["64589","Stockstadt",-12,10.86,169,197,221,245]
["63811","Stockstadt",-12,9.5500000000000007,186,216,240.5,265]
["73495","Stödtlen",-16,9.26,190,221,245,269]
["24321","Stöfs",-10,8.51,204,239,269.5,300]
["52222","Stolberg",-12,10.24,176,211,239.5,268]
["06547","Stolberg",-16,9.3699999999999992,188,218,242.5,267]
["5220.","Stolberg/Rheinl.",-12,10.24,176,211,239.5,268]
["09366","Stollberg",-14,7.71,213,246,270,294]
["52224","Stollberg - Werth",-12,10.24,176,211,239.5,268]
["77836","Stollhofen",-12,10.86,169,197,221,245]
["01833","Stolpen",-14,9.2899999999999991,189,219,242.5,266]
["16348","Stolzenhagen",-14,9.14,194,221,246.5,272]
["04916","Stolzenhain",-14,9.3699999999999992,188,218,242.5,267]
["50259","Stommeln",-12,10.66,170,202,230,258]
["31167","Störy",-14,9.44,187,220,247.5,275]
["91793","Störzelbach",-16,9.2200000000000006,192,220,243.5,267]
["87677","Stöttwang",-16,7.42,217,249,272.5,296]
["53881","Stotzheim",-14,8.4700000000000006,205,240,267.5,295]
["06896","Straach",-14,9.3699999999999992,188,218,242.5,267]
["41542","Straberg",-10,10.66,170,202,230,258]
["47638","Straelen",-10,10.66,170,202,230,258]
["02747","Strahwalde",-16,8.68,197,227,251,275]
["19073","Stralendorf",-12,8.89,197,227,255,283]
["1840.","Stralsund",-10,9.0399999999999991,196,226,253.5,281]
["08527","Straßberg",-16,7.71,213,246,270,294]
["72479","Straßberg",-16,9.26,190,221,245,269]
["73529","Straßdorf",-16,9.26,190,221,245,269]
["56587","Straßenhaus",-14,8.4700000000000006,205,240,267.5,295]
["01936","Strassgräbchen",-16,9.2899999999999991,189,219,242.5,266]
["94342","Straßkirchen",-18,8.76,194,222,244.5,267]
["75334","Straubenhardt",-14,9.26,190,221,245,269]
["9430.","Straubing",-18,8.76,194,222,244.5,267]
["15913","Straupitz",-16,9.1,192,221,244.5,268]
["15344","Strausberg",-14,9.1,192,221,244.5,268]
["01616","Strehla",-16,9.2899999999999991,189,219,242.5,266]
["72336","Streichen",-18,9.26,190,221,245,269]
["54597","Strickscheid",-14,9.36,186,219,245,271]
["09661","Striegistal",-14,8.43,202,233,258.5,284]
["03046","Ströbitz",-16,9.1,192,221,244.5,268]
["04703","Strocken",-14,9.3699999999999992,188,218,242.5,267]
["77723","Strohbach",-14,10.86,169,197,221,245]
["04720","Strölla",-14,9.3699999999999992,188,218,242.5,267]
["83489","Strub",-16,7.01,227,260,283,306]
["96129","Strullendorf",-16,9.0299999999999994,194,223,247,271]
["71384","Strümpfelbach",-14,9.26,190,221,245,269]
["69429","Strümpfelbrunn",-14,9.5500000000000007,186,216,240.5,265]
["01796","Struppen",-14,9.2899999999999991,189,219,242.5,266]
["96231","Stublang",-16,9.0299999999999994,194,223,247,271]
["79778","Stühlingen",-14,9.26,190,221,245,269]
["28816","Stuhr",-12,9.4,190,223,252,281]
["27211","Stühren",-12,9.4,190,223,252,281]
["33758","Stukenbrock",-12,9.73,183,216,240.5,265]
["76297","Stutensee",-12,10.86,169,197,221,245]
["08328","Stützengrün",-16,7.71,213,246,270,294]
["41749","Süchteln",-10,10.66,170,202,230,258]
["18273","Suckow",-12,9.0399999999999991,196,226,253.5,281]
["26203","Süd Moslesfehn",-12,9.93,181,215,245.5,276]
["26624","Südbrookmerland",-10,9.93,181,215,245.5,276]
["29556","Suderburg",-12,9.44,187,220,247.5,275]
["18516","Süderholz",-12,9.0399999999999991,196,226,253.5,281]
["46354","Südlohn",-10,10.66,170,202,230,258]
["46354","Südlohn",-10,10.66,170,202,230,258]
["98527","Suhl",-16,7.71,213,246,270,294]
["98529","Suhl",-16,7.71,213,246,270,294]
["9850.","Suhl",-16,7.71,213,246,270,294]
["38442","Sülfeld",-14,9.3000000000000007,189,219,245,271]
["78713","Sulgen",-16,9.26,190,221,245,269]
["27232","Sulingen",-12,9.4,190,223,252,281]
["88437","Sulmingen",-16,9.26,190,221,245,269]
["77933","Sulz",-12,10.86,169,197,221,245]
["72218","Sulz",-16,9.26,190,221,245,269]
["72172","Sulz am Neckar",-16,9.26,190,221,245,269]
["86551","Sulzbach",-16,10.24,200,230,254,278]
["76316","Sulzbach",-12,10.86,169,197,221,245]
["63834","Sulzbach",-12,9.5500000000000007,186,216,240.5,265]
["74429","Sulzbach - Laufen",-16,9.26,190,221,245,269]
["92237","Sulzbach - Rosenberg",-16,9.2200000000000006,192,220,243.5,267]
["66280","Sulzbach/Saar",-12,9.36,191,223,248.5,274]
["65843","Sulzbach/Taunus",-14,8.4700000000000006,205,240,267.5,295]
["71560","Sulzbach-Murr",-14,9.26,190,221,245,269]
["79295","Sulzburg",-14,10.86,169,197,221,245]
["97528","Sulzdorf an der Lederhecke",-16,9.5500000000000007,186,216,240.5,265]
["85254","Sulzemoos",-16,9.07,190,218,241.5,265]
["97262","Sulzwiesen",-14,9.5500000000000007,186,216,240.5,265]
["93104","Sünching",-18,8.76,194,222,244.5,267]
["59846","Sundern",-14,8.4700000000000006,205,240,267.5,295]
["39343","Süplingen",-14,9.3000000000000007,189,219,245,271]
["89150","Suppingen",-16,10.24,200,230,254,278]
["04860","Süptitz",-16,9.3699999999999992,188,218,242.5,267]
["24229","Surendorf",-10,8.51,204,239,269.5,300]
["03226","Suschow",-16,9.1,192,221,244.5,268]
["83250","Süssen",-18,7.01,227,260,283,306]
["73079","Süßen",-16,9.26,190,221,245,269]
["21398","Süttorf",-12,9.2200000000000006,192,225,253.5,282]
["53913","Swisttal",-14,8.4700000000000006,205,240,267.5,295]
["16230","Sydower Fließ",-14,9.14,194,221,246.5,272]
["28857","Syke",-12,9.4,190,223,252,281]
["06333","Sylda",-14,9.3699999999999992,188,218,242.5,267]
["89428","Syrgenstein",-16,10.24,200,230,254,278]
["72348","Täbingen",-16,9.26,190,221,245,269]
["86356","Täfertingen",-16,10.24,200,230,254,278]
["71126","Tailfingen",-16,9.26,190,221,245,269]
["72461","Tailfingen",-18,9.26,190,221,245,269]
["69242","Tairnbach",-12,9.5500000000000007,186,216,240.5,265]
["74541","Talberg",-16,9.26,190,221,245,269]
["72116","Talheim",-18,9.26,190,221,245,269]
["74388","Talheim",-12,9.26,190,221,245,269]
["78607","Talheim",-18,9.26,190,221,245,269]
["71732","Tamm",-12,9.26,190,221,245,269]
["39590","Tangermünde",-14,9.3000000000000007,189,219,245,271]
["36251","Tann",-14,9.73,183,216,240.5,265]
["36142","Tann/Rhön",-16,9.73,183,216,240.5,265]
["38875","Tanne",-16,9.3000000000000007,189,219,245,271]
["79400","Tannenkirch",-12,10.86,169,197,221,245]
["92723","Tännesberg",-18,9.2200000000000006,192,220,243.5,267]
["88459","Tannheim",-16,9.26,190,221,245,269]
["54296","Tarforst",-12,9.36,186,219,245,271]
["27412","Tarmstedt",-12,9.4,190,223,252,281]
["01906","Taschendorf",-16,9.2899999999999991,189,219,242.5,266]
["25881","Tating",-10,8.51,204,239,269.5,300]
["02991","Tätschwitz",-16,8.68,197,227,251,275]
["97941","Tauberbischofsheim",-14,9.5500000000000007,186,216,240.5,265]
["85114","Tauberfeld",-16,9.07,190,218,241.5,265]
["97285","Tauberrettersheim",-16,9.5500000000000007,186,216,240.5,265]
["04425","Taucha",-14,9.3699999999999992,188,218,242.5,267]
["82024","Taufkirchen",-16,7.42,217,249,272.5,296]
["84574","Taufkirchen",-16,8.76,194,222,244.5,267]
["84416","Taufkirchen / Vils",-16,8.76,194,222,244.5,267]
["65232","Taunusstein",-14,8.4700000000000006,205,240,267.5,295]
["01561","Tauscha",-16,9.2899999999999991,189,219,242.5,266]
["54456","Tawern",-12,9.36,186,219,245,271]
["85235","Taxa",-16,9.07,190,218,241.5,265]
["19288","Techentin",-14,8.89,197,227,255,283]
["02625","Technitz",-16,8.68,197,227,251,275]
["93105","Tegernheim",-16,8.76,194,222,244.5,267]
["04617","Tegkwitz",-14,9.3699999999999992,188,218,242.5,267]
["07407","Teichröda",-14,8.43,202,233,258.5,284]
["83317","Teisendorf",-16,7.01,227,260,283,306]
["94241","Teisnach-Arnetsried",-18,8.76,194,222,244.5,267]
["37339","Teistungen",-16,9.73,183,216,240.5,265]
["48291","Telgte",-12,9.44,187,220,247.5,275]
["56858","Tellig",-14,8.4700000000000006,205,240,267.5,295]
["14513","Teltow",-14,9.1999999999999993,190,220,244,268]
["89160","Temmenhausen",-16,10.24,200,230,254,278]
["16230","Tempelfelde",-14,9.14,194,221,246.5,272]
["17268","Templin",-14,8.7200000000000006,197,227,255,283]
["32609","Tengern",-12,9.73,183,216,240.5,265]
["79331","Teningen",-12,10.86,169,197,221,245]
["78144","Tennenbronn",-16,9.26,190,221,245,269]
["03139","Terpe",-16,9.1,192,221,244.5,268]
["19243","Tessin",-12,8.89,197,227,255,283]
["17166","Teterow",-12,8.7200000000000006,197,227,255,283]
["88069","Tettnang",-14,9.7100000000000009,186,214,237.5,261]
["92552","Teunz",-18,9.2200000000000006,192,220,243.5,267]
["15755","Teupitz",-14,9.1,192,221,244.5,268]
["96358","Teuschnitz",-18,9.0299999999999994,194,223,247,271]
["32689","Tevenhausen",-14,9.73,183,216,240.5,265]
["86943","Thaining",-16,7.42,217,249,272.5,296]
["36157","Thalau",-16,9.73,183,216,240.5,265]
["07616","Thalbürgel",-14,8.43,202,233,258.5,284]
["06502","Thale",-14,9.3699999999999992,188,218,242.5,267]
["83629","Thalham",-18,7.01,227,260,283,306]
["86657","Thalheim",-16,10.24,200,230,254,278]
["09380","Thalheim",-14,7.71,213,246,270,294]
["66871","Thallichtenberg",-14,9.36,191,223,248.5,274]
["04808","Thallwitz",-14,9.3699999999999992,188,218,242.5,267]
["91177","Thalmässing",-16,9.2200000000000006,192,220,243.5,267]
["99947","Thamsbrück",-14,8.43,202,233,258.5,284]
["72406","Thanheim",-18,9.26,190,221,245,269]
["83101","Thansau",-16,7.01,227,260,283,306]
["86470","Thaunhausen",-16,10.24,200,230,254,278]
["33739","Theesen",-12,9.73,183,216,240.5,265]
["39291","Theeßen",-14,9.3000000000000007,189,219,245,271]
["97711","Theinfeld",-16,9.5500000000000007,186,216,240.5,265]
["66871","Theisbergstegen",-12,9.36,191,223,248.5,274]
["92245","Theuern",-16,9.2200000000000006,192,220,243.5,267]
["01561","Thiendorf",-16,9.2899999999999991,189,219,242.5,266]
["04567","Thierbach",-14,9.3699999999999992,188,218,242.5,267]
["06888","Thießen",-14,9.3699999999999992,188,218,242.5,267]
["96369","Thonberg",-16,9.0299999999999994,194,223,247,271]
["29308","Thören",-12,9.44,187,220,247.5,275]
["54340","Thörnich",-12,9.36,186,219,245,271]
["08538","Thossen",-18,7.71,213,246,270,294]
["04552","Thräna",-14,9.3699999999999992,188,218,242.5,267]
["04683","Threna",-14,9.3699999999999992,188,218,242.5,267]
["97723","Thulba",-14,9.5500000000000007,186,216,240.5,265]
["33154","Thüle",-12,9.73,183,216,240.5,265]
["09419","Thum",-14,7.71,213,246,270,294]
["04668","Thümmlitzwalde",-14,9.3699999999999992,188,218,242.5,267]
["92703","Thumsenreuth",-16,9.2200000000000006,192,220,243.5,267]
["97711","Thundorf",-16,9.5500000000000007,186,216,240.5,265]
["56743","Thür",-14,8.4700000000000006,205,240,267.5,295]
["94169","Thurmannsbang",-18,8.76,194,222,244.5,267]
["89257","Tiefenbach",-16,10.24,200,230,254,278]
["94113","Tiefenbach",-16,8.76,194,222,244.5,267]
["76684","Tiefenbach",-12,9.26,190,221,245,269]
["88422","Tiefenbach",-16,9.26,190,221,245,269]
["75233","Tiefenbronn",-14,9.26,190,221,245,269]
["08626","Tiefenbrunn ü. Adorf/Vogtland",-18,7.71,213,246,270,294]
["79862","Tiefenhäusern",-16,9.26,190,221,245,269]
["16259","Tiefensee",-14,9.14,194,221,246.5,272]
["77704","Tiergarten",-14,10.86,169,197,221,245]
["72469","Tieringen",-18,9.26,190,221,245,269]
["37115","Tiftlingerode",-16,9.73,183,216,240.5,265]
["24644","Timmaspe",-12,8.51,204,239,269.5,300]
["26629","Timmel",-10,9.93,181,215,245.5,276]
["23669","Timmendorfer Strand",-10,8.89,197,227,255,283]
["25917","Tinningstedt",-10,8.51,204,239,269.5,300]
["07546","Tinz",-14,8.43,202,233,258.5,284]
["08606","Tirpersdorf",-16,7.71,213,246,270,294]
["95643","Tirschenreuth",-18,6.95,226,258,280.5,303]
["72636","Tischardt",-16,9.26,190,221,245,269]
["79822","Titisee-Neustadt",-18,9.26,190,221,245,269]
["94104","Tittling",-16,8.76,194,222,244.5,267]
["84529","Tittmoning",-16,8.76,194,222,244.5,267]
["52445","Titz",-12,10.24,176,211,239.5,268]
["08538","Tobertitz",-16,7.71,213,246,270,294]
["19230","Toddin",-12,8.89,197,227,255,283]
["79682","Todtmoos",-16,9.26,190,221,245,269]
["79674","Todtnau",-16,9.26,190,221,245,269]
["84513","Töging",-16,8.76,194,222,244.5,267]
["04720","Töllschütz",-14,9.3699999999999992,188,218,242.5,267]
["06231","Tollwitz",-14,9.3699999999999992,188,218,242.5,267]
["47918","Tönisvorst",-10,10.66,170,202,230,258]
["99958","Tonna",-14,8.43,202,233,258.5,284]
["15755","Töpchin",-14,9.1,192,221,244.5,268]
["09306","Topfseifersdorf",-14,8.43,202,233,258.5,284]
["04860","Torgau",-16,9.3699999999999992,188,218,242.5,267]
["17192","Torgelow",-12,8.7200000000000006,197,227,255,283]
["88212","Torkenweiler",-14,9.7100000000000009,186,214,237.5,261]
["06774","Tornau",-14,9.3699999999999992,188,218,242.5,267]
["25436","Tornesch",-10,8.51,204,239,269.5,300]
["39249","Tornitz",-14,9.3000000000000007,189,219,245,271]
["02991","Torno",-16,8.68,197,227,251,275]
["16230","Tornow",-14,9.14,194,221,246.5,272]
["21255","Tostedt",-12,9.2200000000000006,192,225,253.5,282]
["56841","Traben - Trarbach",-12,8.4700000000000006,205,240,267.5,295]
["96257","Trainau",-16,9.0299999999999994,194,223,247,271]
["17449","Trassenheide",-12,8.7200000000000006,197,227,255,283]
["92283","Traunfeld",-16,9.2200000000000006,192,220,243.5,267]
["83278","Traunstein",-16,7.01,227,260,283,306]
["04749","Trebanitz",-14,9.3699999999999992,188,218,242.5,267]
["14959","Trebbin",-14,9.1999999999999993,190,220,244,268]
["02959","Trebendorf",-16,8.68,197,227,251,275]
["14822","Trebitz",-14,9.1999999999999993,190,220,244,268]
["19249","Trebs",-12,8.89,197,227,255,283]
["92699","Trebsau",-16,9.2200000000000006,192,220,243.5,267]
["89558","Treffelhausen",-16,10.24,200,230,254,278]
["34388","Trendelburg",-14,9.73,183,216,240.5,265]
["15236","Treplin",-14,9.1,192,221,244.5,268]
["08233","Treuen",-16,7.71,213,246,270,294]
["01561","Treugeböhla",-16,9.2899999999999991,189,219,242.5,266]
["34613","Treysa",-14,9.73,183,216,240.5,265]
["78098","Triberg",-18,9.26,190,221,245,269]
["08606","Triebel",-18,7.71,213,246,270,294]
["54294","Trier",-10,9.36,186,219,245,271]
["54311","Trierweiler",-12,9.36,186,219,245,271]
["84371","Triftern",-16,8.76,194,222,244.5,267]
["72401","Trillfingen",-16,9.26,190,221,245,269]
["67705","Trippstadt",-12,9.36,191,223,248.5,274]
["07819","Triptis",-14,8.43,202,233,258.5,284]
["54349","Trittenheim",-10,9.36,186,219,245,271]
["03253","Tröbitz",-16,9.1,192,221,244.5,268]
["72818","Trochtelfingen",-18,9.26,190,221,245,269]
["95183","Trogen",-18,6.95,226,258,280.5,303]
["06729","Tröglitz",-14,9.3699999999999992,188,218,242.5,267]
["53840","Troisdorf",-12,8.4700000000000006,205,240,267.5,295]
["91793","Trommertsheim",-16,9.2200000000000006,192,220,243.5,267]
["04880","Trossin",-16,9.3699999999999992,188,218,242.5,267]
["78647","Trossingen",-18,9.26,190,221,245,269]
["98646","Trostadt",-16,7.71,213,246,270,294]
["81825","Trudering",-16,9.07,190,218,241.5,265]
["66957","Trulben",-12,9.36,191,223,248.5,274]
["87779","Trunkelsberg",-16,10.24,200,230,254,278]
["08428","Trunzig",-14,8.43,202,233,258.5,284]
["98596","Trusetal",-16,7.71,213,246,270,294]
["34613","Trutzhain",-14,9.73,183,216,240.5,265]
["03130","Tschernitz",-16,9.1,192,221,244.5,268]
["7207.","Tübingen",-16,9.26,190,221,245,269]
["90587","Tuchenbach",-16,9.2200000000000006,192,220,243.5,267]
["52538","Tüddern",-10,10.24,176,211,239.5,268]
["795..","Tüllingen",-12,9.26,190,221,245,269]
["99947","Tüngeda",-14,8.43,202,233,258.5,284]
["78609","Tuningen",-18,9.26,190,221,245,269]
["79189","Tunsel",-14,10.86,169,197,221,245]
["83104","Tuntenhausen",-16,7.01,227,260,283,306]
["99610","Tunzenhausen",-14,8.43,202,233,258.5,284]
["82299","Türkenfeld",-16,7.42,217,249,272.5,296]
["86842","Türkheim",-16,7.42,217,249,272.5,296]
["66625","Türkismühle",-14,9.36,191,223,248.5,274]
["03185","Turnow",-16,9.1,192,221,244.5,268]
["29482","Tüschau",-14,9.44,187,220,247.5,275]
["84577","Tüßling",-16,8.76,194,222,244.5,267]
["84577","Tüssling",-16,8.76,194,222,244.5,267]
["78532","Tuttlingen",-16,9.26,190,221,245,269]
["17091","Tützpatz",-14,8.7200000000000006,197,227,255,283]
["49767","Twist",-10,9.44,187,220,247.5,275]
["27239","Twistringen",-12,9.4,190,223,252,281]
["52531","Übach-Palenberg",-12,10.24,176,211,239.5,268]
["86641","Überacker",-16,10.24,200,230,254,278]
["82216","Überacker",-16,7.42,217,249,272.5,296]
["87463","Überbach",-16,7.42,217,249,272.5,296]
["88662","Überlingen",-12,9.7100000000000009,186,214,237.5,261]
["83236","Übersee",-16,7.01,227,260,283,306]
["76698","Ubstadt",-12,9.26,190,221,245,269]
["31600","Uchte",-12,9.44,187,220,247.5,275]
["97532","Üchtelhausen",-16,9.5500000000000007,186,216,240.5,265]
["39599","Uchtspringe",-14,9.3000000000000007,189,219,245,271]
["45886","Ückendorf",-10,10.66,170,202,230,258]
["53773","Uckerath",-12,8.4700000000000006,205,240,267.5,295]
["04938","Uebigau",-16,9.3699999999999992,188,218,242.5,267]
["17373","Ueckermünde",-12,8.7200000000000006,197,227,255,283]
["47589","Uedem",-10,10.66,170,202,230,258]
["91486","Uehlfeld",-16,9.2200000000000006,192,220,243.5,267]
["49843","Uelsen",-10,9.44,187,220,247.5,275]
["29525","Uelzen",-14,9.44,187,220,247.5,275]
["59071","Uentrop",-12,8.4700000000000006,205,240,267.5,295]
["31311","Uetze",-14,9.44,187,220,247.5,275]
["97215","Uffenheim",-16,9.5500000000000007,186,216,240.5,265]
["82449","Uffing",-16,7.42,217,249,272.5,296]
["73066","Uhingen",-16,9.26,190,221,245,269]
["70329","Uhlbach",-12,9.26,190,221,245,269]
["79777","Ühlingen",-14,9.26,190,221,245,269]
["02999","Uhyst",-16,8.68,197,227,251,275]
["88527","Uingendorf",-14,9.26,190,221,245,269]
["32584","Ulenburg",-12,9.73,183,216,240.5,265]
["02906","Ullersdorf",-16,8.68,197,227,251,275]
["77871","Ulm",-12,10.86,169,197,221,245]
["8907.","Ulm/Donau",-14,10.24,200,230,254,278]
["66887","Ulmet",-14,9.36,191,223,248.5,274]
["06543","Ulzigerode",-14,9.3699999999999992,188,218,242.5,267]
["33...","Ummeln",-12,9.73,183,216,240.5,265]
["39365","Ummendorf",-14,9.3000000000000007,189,219,245,271]
["88444","Ummendorf",-16,9.26,190,221,245,269]
["55278","Undenheim",-12,9.36,186,219,245,271]
["53572","Unkel",-12,8.4700000000000006,205,240,267.5,295]
["88527","Unlingen",-14,9.26,190,221,245,269]
["5942.","Unna",-12,8.4700000000000006,205,240,267.5,295]
["69518","Unterabtsteinach",-12,9.5500000000000007,186,216,240.5,265]
["79774","Unteralpfen",-14,9.26,190,221,245,269]
["78073","Unterbaldingen",-16,9.26,190,221,245,269]
["89437","Unterbechingen",-16,10.24,200,230,254,278]
["86657","Unterbissingen",-16,10.24,200,230,254,278]
["87782","Unteregg",-16,10.24,200,230,254,278]
["97247","Untereisenheim",-14,9.5500000000000007,186,216,240.5,265]
["74257","Untereisesheim",-12,9.26,190,221,245,269]
["72669","Unterensingen",-14,9.26,190,221,245,269]
["77736","Unterentersbach",-14,9.26,190,221,245,269]
["88454","Unteressendorf",-16,9.26,190,221,245,269]
["89278","Unterfalheim",-14,10.24,200,230,254,278]
["74924","Untergimpern",-12,9.26,190,221,245,269]
["94107","Untergriesbach",-18,8.76,194,222,244.5,267]
["74177","Untergriesheim",-12,9.26,190,221,245,269]
["76646","Untergrombach",-12,9.26,190,221,245,269]
["73453","Untergröningen",-16,9.26,190,221,245,269]
["74199","Untergruppenbach",-12,9.26,190,221,245,269]
["96173","Unterhaid",-16,9.0299999999999994,194,223,247,271]
["91227","Unterhaidelbach",-16,9.2200000000000006,192,220,243.5,267]
["75378","Unterhaugstett ( Bad Liebenzell )",-14,9.26,190,221,245,269]
["72805","Unterhausen",-18,9.26,190,221,245,269]
["74199","Unterheinriet",-14,9.26,190,221,245,269]
["79256","Unteribental",-18,9.26,190,221,245,269]
["97340","Unterickelsheim",-16,9.5500000000000007,186,216,240.5,265]
["72070","Unterjesingen",-16,9.26,190,221,245,269]
["71131","Unterjettingen",-16,9.26,190,221,245,269]
["06721","Unterkaka",-14,9.3699999999999992,188,218,242.5,267]
["89171","Unterkirchberg",-16,10.24,200,230,254,278]
["89331","Unterknöringen",-16,10.24,200,230,254,278]
["75394","Unterkollbach",-16,9.26,190,221,245,269]
["07922","Unterkoskau",-16,7.71,213,246,270,294]
["75328","Unterlengenhardt",-16,9.26,190,221,245,269]
["73252","Unterlenningen",-16,9.26,190,221,245,269]
["85410","Untermarchenbach",-16,9.07,190,218,241.5,265]
["91171","Untermässing",-16,9.2200000000000006,192,220,243.5,267]
["86929","Untermühlhausen",-16,7.42,217,249,272.5,296]
["74547","Untermünkheim",-16,9.26,190,221,245,269]
["79244","Untermünstertal",-18,10.86,169,197,221,245]
["76703","Unteröwisheim",-12,9.26,190,221,245,269]
["82110","Unterpfaffenhofen",-16,7.42,217,249,272.5,296]
["86871","Unterrammingen",-16,7.42,217,249,272.5,296]
["75339","Unterreichenbach",-14,9.26,190,221,245,269]
["83567","Unterreit",-16,7.01,227,260,283,306]
["89299","Unterroth",-16,10.24,200,230,254,278]
["85716","Unterschleißheim",-16,9.07,190,218,241.5,265]
["73485","Unterschneidheim",-16,9.26,190,221,245,269]
["74869","Unterschwarzach",-12,9.26,190,221,245,269]
["88410","Unterschwarzach",-16,9.26,190,221,245,269]
["96253","Untersiemau",-14,9.0299999999999994,194,223,247,271]
["82395","Untersöchering",-16,7.42,217,249,272.5,296]
["74423","Untersontheim",-16,9.26,190,221,245,269]
["89619","Unterstadion",-14,10.24,200,230,254,278]
["96154","Untersteinach",-16,9.0299999999999994,194,223,247,271]
["74629","Untersteinbach",-16,9.26,190,221,245,269]
["88471","Untersulmetingen",-16,9.26,190,221,245,269]
["72160","Untertalheim",-16,9.26,190,221,245,269]
["70327","Untertürkheim",-12,9.26,190,221,245,269]
["97654","Unterwaldbehrungen",-16,9.5500000000000007,186,216,240.5,265]
["79780","Unterwangen",-14,9.26,190,221,245,269]
["71554","Unterweissach",-14,9.26,190,221,245,269]
["86519","Unterwiesenbach",-16,10.24,200,230,254,278]
["83246","Unterwössen",-16,7.01,227,260,283,306]
["87496","Untrasried",-16,7.42,217,249,272.5,296]
["23936","Upahl",-10,8.89,197,227,255,283]
["72813","Upfingen",-18,9.26,190,221,245,269]
["5....","Urbach",-12,10.66,170,202,230,258]
["99765","Urbach",-14,8.43,202,233,258.5,284]
["73660","Urbach",-16,9.26,190,221,245,269]
["56182","Urbar",-12,8.4700000000000006,205,240,267.5,295]
["50389","Urfeld",-12,10.66,170,202,230,258]
["77767","Urloffen",-12,10.86,169,197,221,245]
["88693","Urnau",-14,9.26,190,221,245,269]
["86513","Ursberg",-16,10.24,200,230,254,278]
["91710","Ursberg",-16,9.2200000000000006,192,220,243.5,267]
["61250","Usingen",-14,9.73,183,216,240.5,265]
["37170","Uslar",-14,9.73,183,216,240.5,265]
["88524","Uttenweiler",-14,9.26,190,221,245,269]
["54619","Üttfeld",-14,9.36,186,219,245,271]
["86919","Utting/Ammersee",-16,7.42,217,249,272.5,296]
["97292","Üttingen",-12,9.5500000000000007,186,216,240.5,265]
["79694","Utzenfeld",-16,9.26,190,221,245,269]
["73577","Utzstetten",-16,9.26,190,221,245,269]
["54579","Üxheim",-14,9.36,186,219,245,271]
["90768","Vach",-16,9.2200000000000006,192,220,243.5,267]
["98617","Vachdorf",-16,7.71,213,246,270,294]
["83620","Vagen",-18,7.01,227,260,283,306]
["70563","Vaihingen",-14,9.26,190,221,245,269]
["71665","Vaihingen an der Enz",-14,9.26,190,221,245,269]
["33397","Varensell",-12,9.73,183,216,240.5,265]
["76534","Varnhalt",-14,10.86,169,197,221,245]
["34519","Vasbeck",-14,9.73,183,216,240.5,265]
["49377","Vechta",-12,9.44,187,220,247.5,275]
["38871","Veckenstedt",-14,9.3000000000000007,189,219,245,271]
["16866","Vehlow",-14,9.14,194,221,246.5,272]
["90587","Veitsbronn",-16,9.2200000000000006,192,220,243.5,267]
["42549","Velbert",-12,10.66,170,202,230,258]
["42553","Velbert (Neviges)",-12,10.66,170,202,230,258]
["92355","Velburg",-16,9.2200000000000006,192,220,243.5,267]
["91235","Velden",-16,9.2200000000000006,192,220,243.5,267]
["84149","Velden/Vils",-16,8.76,194,222,244.5,267]
["46342","Velen",-10,10.66,170,202,230,258]
["34246","Vellmar",-14,9.73,183,216,240.5,265]
["55578","Vendersheim",-12,9.36,186,219,245,271]
["27283","Verden",-12,9.4,190,223,252,281]
["72519","Veringenstadt",-16,9.26,190,221,245,269]
["33415","Verl",-12,9.73,183,216,240.5,265]
["33775","Versmold",-12,9.73,183,216,240.5,265]
["03226","Vetschau",-16,9.1,192,221,244.5,268]
["53560","Vettelschoß",-12,8.4700000000000006,205,240,267.5,295]
["52391","Vettweiß",-12,10.24,176,211,239.5,268]
["94234","Viechtach",-18,8.76,194,222,244.5,267]
["08149","Vielau",-14,8.43,202,233,258.5,284]
["16835","Vielitz",-14,9.14,194,221,246.5,272]
["38690","Vienenburg",-14,9.3000000000000007,189,219,245,271]
["02894","Vierkirchen",-16,8.68,197,227,251,275]
["68519","Viernheim",-12,10.86,169,197,221,245]
["17509","Vierow",-12,8.7200000000000006,197,227,255,283]
["16306","Vierraden",-16,9.14,194,221,246.5,272]
["417..","Viersen",-10,10.66,170,202,230,258]
["19230","Viez",-12,8.89,197,227,255,283]
["86946","Vilgertshofen",-16,7.42,217,249,272.5,296]
["86637","Villenbach",-16,10.24,200,230,254,278]
["7805.","Villingen/Schwarzw.",-16,9.26,190,221,245,269]
["78667","Villingendorf",-16,9.26,190,221,245,269]
["84149","Vils",-16,8.76,194,222,244.5,267]
["84137","Vilsbiburg",-16,8.76,194,222,244.5,267]
["92249","Vilseck",-16,9.2200000000000006,192,220,243.5,267]
["84186","Vilsheim",-16,8.76,194,222,244.5,267]
["94474","Vilshofen",-16,8.76,194,222,244.5,267]
["72514","Vilsingen",-16,9.26,190,221,245,269]
["66957","Vinningen",-12,9.36,191,223,248.5,274]
["32839","Vinsebeck",-14,9.73,183,216,240.5,265]
["39599","Vinzelberg",-14,9.3000000000000007,189,219,245,271]
["56729","Virneburg",-14,8.4700000000000006,205,240,267.5,295]
["53909","Virnich",-14,8.4700000000000006,205,240,267.5,295]
["18565","Vitte/Hiddensee",-10,9.0399999999999991,196,226,253.5,281]
["32602","Vlotho",-12,9.73,183,216,240.5,265]
["47506","Vluyn",-10,10.66,170,202,230,258]
["06786","Vockerode",-14,9.3699999999999992,188,218,242.5,267]
["46562","Voerde/Niederrhein",-10,10.66,170,202,230,258]
["37574","Vogelbeck",-16,9.73,183,216,240.5,265]
["04880","Vogelgesang",-16,9.3699999999999992,188,218,242.5,267]
["99610","Vogelsberg",-14,8.43,202,233,258.5,284]
["08209","Vogelsgrün zw.Auerbach/Schönheide",-16,7.71,213,246,270,294]
["79379","Vögisheim",-12,10.86,169,197,221,245]
["88267","Vogt",-16,9.26,190,221,245,269]
["79235","Vogtsburg",-12,10.86,169,197,221,245]
["85088","Vohburg",-18,9.07,190,218,241.5,265]
["34516","Vöhl",-14,9.73,183,216,240.5,265]
["89269","Vöhringen",-16,10.24,200,230,254,278]
["72189","Vöhringen",-16,9.26,190,221,245,269]
["72189","Vöhringen-Wittershausen",-16,9.26,190,221,245,269]
["97332","Völkach",-14,9.5500000000000007,186,216,240.5,265]
["37124","Volkerode",-14,9.73,183,216,240.5,265]
["37308","Volkerode",-16,9.73,183,216,240.5,265]
["76316","Völkersbach",-14,10.86,169,197,221,245]
["76857","Völkersweiler",-12,9.36,191,223,248.5,274]
["78269","Volkertshausen",-14,9.7100000000000009,186,214,237.5,261]
["66333","Völklingen",-12,9.36,191,223,248.5,274]
["06295","Volkstedt",-14,9.3699999999999992,188,218,242.5,267]
["72202","Vollmaringen",-16,9.26,190,221,245,269]
["34253","Vollmarshausen",-14,9.73,183,216,240.5,265]
["74736","Vollmersdorf",-14,9.26,190,221,245,269]
["35625","Vollnkirchen",-14,9.73,183,216,240.5,265]
["58300","Volmastein",-12,8.4700000000000006,205,240,267.5,295]
["39393","Völpke",-14,9.3000000000000007,189,219,245,271]
["41179","Voosen",-10,10.66,170,202,230,258]
["18258","Vorbeck",-12,9.0399999999999991,196,226,253.5,281]
["49434","Vörden",-12,9.44,187,220,247.5,275]
["25554","Vorder Neuendorf",-10,8.51,204,239,269.5,300]
["57271","Vormwald",-14,8.4700000000000006,205,240,267.5,295]
["91247","Vorra",-16,9.2200000000000006,192,220,243.5,267]
["38440","Vorsfelde",-14,9.3000000000000007,189,219,245,271]
["47918","Vorst",-10,10.66,170,202,230,258]
["79279","Vörstetten",-12,10.86,169,197,221,245]
["37632","Vorwohle",-14,9.73,183,216,240.5,265]
["48691","Vreden",-10,9.44,187,220,247.5,275]
["37136","Waake",-16,9.73,183,216,240.5,265]
["83666","Waakirchen",-18,7.01,227,260,283,306]
["86875","Waal",-16,7.42,217,249,272.5,296]
["34590","Wabern",-14,9.73,183,216,240.5,265]
["01454","Wachau",-14,9.2899999999999991,189,219,242.5,266]
["53894","Wachendorf",-14,8.4700000000000006,205,240,267.5,295]
["72181","Wachendorf",-16,9.26,190,221,245,269]
["67157","Wachenheim",-12,9.36,191,223,248.5,274]
["53343","Wachtberg",-14,8.4700000000000006,205,240,267.5,295]
["47669","Wachtendonk",-10,10.66,170,202,230,258]
["47669","Wachterdonk",-10,10.66,170,202,230,258]
["63607","Wächtersbach",-14,9.5500000000000007,186,216,240.5,265]
["01306","Wachwitz",-14,9.2899999999999991,189,219,242.5,266]
["25596","Wacken",-12,8.51,204,239,269.5,300]
["55263","Wackernheim",-12,9.36,186,219,245,271]
["92442","Wackersdorf",-16,9.2200000000000006,192,220,243.5,267]
["66687","Wadern",-12,9.36,191,223,248.5,274]
["59329","Wadersloh",-12,8.4700000000000006,205,240,267.5,295]
["66787","Wadgassen",-12,9.36,191,223,248.5,274]
["66687","Wadrill",-14,9.36,191,223,248.5,274]
["74838","Wagenschwend",-14,9.26,190,221,245,269]
["79336","Wagenstadt",-12,10.86,169,197,221,245]
["68753","Waghäusel",-12,10.86,169,197,221,245]
["37194","Wahlsburg",-12,9.73,183,216,240.5,265]
["04924","Wahrenbrück",-16,9.3699999999999992,188,218,242.5,267]
["23923","Wahrsow",-10,8.89,197,227,255,283]
["18059","Wahrstorf",-12,9.0399999999999991,196,226,253.5,281]
["7133.","Waiblingen",-12,9.26,190,221,245,269]
["74915","Waibstadt",-12,9.26,190,221,245,269]
["92726","Waidhaus",-18,6.95,226,258,280.5,303]
["39356","Walbeck",-14,9.3000000000000007,189,219,245,271]
["53332","Walberberg",-12,8.4700000000000006,205,240,267.5,295]
["88639","Walbertsweiler",-14,9.26,190,221,245,269]
["37235","Walburg",-14,9.73,183,216,240.5,265]
["94501","Walchsing",-16,8.76,194,222,244.5,267]
["53902","Wald",-14,8.4700000000000006,205,240,267.5,295]
["93192","Wald",-16,8.76,194,222,244.5,267]
["88639","Wald",-14,9.26,190,221,245,269]
["72178","Waldachtal",-16,9.26,190,221,245,269]
["55425","Waldalgesheim",-14,9.36,186,219,245,271]
["74889","Waldangelloch",-12,9.26,190,221,245,269]
["74626","Waldbach",-14,9.26,190,221,245,269]
["51545","Waldbröl",-12,8.4700000000000006,205,240,267.5,295]
["76337","Waldbronn",-14,9.26,190,221,245,269]
["69429","Waldbrunn",-14,9.5500000000000007,186,216,240.5,265]
["88289","Waldburg",-14,9.26,190,221,245,269]
["97297","Waldbüttelbrunn",-14,9.5500000000000007,186,216,240.5,265]
["72213","Walddorf",-16,9.26,190,221,245,269]
["72141","Walddorfhäslach",-16,9.26,190,221,245,269]
["34513","Waldeck/Hessen",-14,9.73,183,216,240.5,265]
["65529","Waldems",-14,8.4700000000000006,205,240,267.5,295]
["71111","Waldenbuch",-16,9.26,190,221,245,269]
["08396","Waldenburg",-14,8.43,202,233,258.5,284]
["74638","Waldenburg",-16,9.26,190,221,245,269]
["06844","Waldersee",-14,9.3699999999999992,188,218,242.5,267]
["52525","Waldfeucht",-10,10.24,176,211,239.5,268]
["67714","Waldfischbach",-12,9.36,191,223,248.5,274]
["35633","Waldgirmes",-12,9.73,183,216,240.5,265]
["04736","Waldheim",-14,9.3699999999999992,188,218,242.5,267]
["69151","Waldhilsbach",-12,9.5500000000000007,186,216,240.5,265]
["37284","Waldkappel",-14,9.73,183,216,240.5,265]
["79183","Waldkirch",-14,9.26,190,221,245,269]
["08485","Waldkirchen",-16,8.43,202,233,258.5,284]
["84478","Waldkraiburg",-16,8.76,194,222,244.5,267]
["55444","Waldlaubersheim",-12,9.36,186,219,245,271]
["69483","Wald-Michelbach",-12,9.5500000000000007,186,216,240.5,265]
["66914","Waldmohr",-12,9.36,191,223,248.5,274]
["78713","Waldmössingen",-16,9.26,190,221,245,269]
["74842","Waldmühlbach",-14,9.26,190,221,245,269]
["53498","Waldorf",-14,8.4700000000000006,205,240,267.5,295]
["71522","Waldrems",-14,9.26,190,221,245,269]
["75305","Waldrennach",-14,9.26,190,221,245,269]
["08393","Waldsachsen",-14,8.43,202,233,258.5,284]
["67165","Waldsee",-12,9.36,191,223,248.5,274]
["79761","Waldshut - Tiengen",-12,9.26,190,221,245,269]
["04821","Waldsteinberg",-14,9.3699999999999992,188,218,242.5,267]
["73550","Waldstetten",-16,9.26,190,221,245,269]
["74931","Waldwimmersbach",-12,9.26,190,221,245,269]
["74399","Walheim",-12,9.26,190,221,245,269]
["64546","Walldorf",-12,9.5500000000000007,186,216,240.5,265]
["69190","Walldorf",-12,9.5500000000000007,186,216,240.5,265]
["74731","Walldürn",-16,9.26,190,221,245,269]
["49134","Wallenhorst",-12,9.44,187,220,247.5,275]
["94522","Wallersdorf",-18,8.76,194,222,244.5,267]
["86757","Wallerstein",-16,10.24,200,230,254,278]
["55578","Wallertheim",-12,9.36,186,219,245,271]
["82499","Wallgau",-18,7.42,217,249,272.5,296]
["66917","Wallhalben",-12,9.36,191,223,248.5,274]
["65510","Wallrabenstein",-14,8.4700000000000006,205,240,267.5,295]
["06193","Wallwitz",-14,9.3699999999999992,188,218,242.5,267]
["88487","Walpertshofen",-16,9.26,190,221,245,269]
["85469","Walpertskirchen",-16,9.07,190,218,241.5,265]
["29664","Walsrode",-12,9.44,187,220,247.5,275]
["4716.","Walsum",-10,10.66,170,202,230,258]
["02799","Waltersdorf",-16,8.68,197,227,251,275]
["99880","Waltershausen",-16,8.43,202,233,258.5,284]
["79...","Waltershofen",-12,10.86,169,197,221,245]
["45731","Waltrop",-12,10.66,170,202,230,258]
["75045","Walzbachtal",-12,9.26,190,221,245,269]
["65388","Wambach",-14,8.4700000000000006,205,240,267.5,295]
["17498","Wampen",-12,8.7200000000000006,197,227,255,283]
["56729","Wanderath",-14,8.4700000000000006,205,240,267.5,295]
["24997","Wanderup",-10,8.51,204,239,269.5,300]
["37281","Wanfried",-16,9.73,183,216,240.5,265]
["85368","Wang",-16,9.07,190,218,241.5,265]
["37627","Wangelstedt",-14,9.73,183,216,240.5,265]
["70327","Wangen",-14,9.26,190,221,245,269]
["73117","Wangen",-16,9.26,190,221,245,269]
["88239","Wangen",-16,9.26,190,221,245,269]
["26486","Wangerooge",-10,9.93,181,215,245.5,276]
["72127","Wankheim",-16,9.26,190,221,245,269]
["4465.","Wanne-Eickel",-10,10.7,170,202,230,258]
["39638","Wannefeld",-14,9.3000000000000007,189,219,245,271]
["37627","Wanngelnstedt",-14,9.73,183,216,240.5,265]
["72827","Wannweil",-16,9.26,190,221,245,269]
["14641","Wansdorf",-14,9.1999999999999993,190,220,244,268]
["39164","Wanzleben",-14,9.3000000000000007,189,219,245,271]
["37640","Warbsen",-12,9.73,183,216,240.5,265]
["26203","Wardenburg",-12,9.93,181,215,245.5,276]
["17192","Waren",-12,8.7200000000000006,197,227,255,283]
["48231","Warendorf",-12,9.44,187,220,247.5,275]
["19417","Warin",-12,8.89,197,227,255,283]
["19288","Warlow",-14,8.89,197,227,255,283]
["95485","Warmensteinach",-18,6.95,226,258,280.5,303]
["18119","Warnemünde",-10,9.0399999999999991,196,226,253.5,281]
["83627","Warngau",-18,7.01,227,260,283,306]
["19057","Warnitz",-12,8.89,197,227,255,283]
["23948","Warnkenhausen",-10,8.89,197,227,255,283]
["18249","Warnow",-12,9.0399999999999991,196,226,253.5,281]
["14662","Warsow",-14,9.1999999999999993,190,220,244,268]
["72213","Wart",-16,9.26,190,221,245,269]
["85456","Wartenberg",-16,9.07,190,218,241.5,265]
["88447","Warthausen",-16,9.26,190,221,245,269]
["97797","Wartmannsroth",-14,9.5500000000000007,186,216,240.5,265]
["31061","Warzen",-14,9.44,187,220,247.5,275]
["73116","Wäschenbeuren",-16,9.26,190,221,245,269]
["56370","Wasenbach",-14,8.4700000000000006,205,240,267.5,295]
["79241","Wasenweiler",-12,10.86,169,197,221,245]
["56653","Wassenach",-14,8.4700000000000006,205,240,267.5,295]
["41849","Wassenberg",-10,10.66,170,202,230,258]
["73433","Wasseralfingen",-16,9.26,190,221,245,269]
["41849","Wasserberg",-10,10.66,170,202,230,258]
["83512","Wasserburg am Inn",-16,7.01,227,260,283,306]
["54332","Wasserliesch",-12,9.36,186,219,245,271]
["91717","Wassertrüdingen",-16,9.2200000000000006,192,220,243.5,267]
["96196","Wattendorf",-16,9.0299999999999994,194,223,247,271]
["4478.","Wattenscheid",-10,10.7,170,202,230,258]
["35415","Watzenborn-Steinberg",-14,9.73,183,216,240.5,265]
["66424","Websweiler",-12,9.36,191,223,248.5,274]
["22880","Wedel/Holstein",-10,9.2200000000000006,192,225,253.5,282]
["30900","Wedemark",-14,9.44,187,220,247.5,275]
["23795","Weede-Söhren",-10,8.89,197,227,255,283]
["47652","Weeze",-10,10.66,170,202,230,258]
["41844","Wegberg",-10,10.66,170,202,230,258]
["38828","Wegeleben",-14,9.3000000000000007,189,219,245,271]
["15345","Wegendorf",-14,9.1,192,221,244.5,268]
["78564","Wehingen",-18,9.26,190,221,245,269]
["37339","Wehnde",-16,9.73,183,216,240.5,265]
["52538","Wehr",-10,10.24,176,211,239.5,268]
["79664","Wehr",-12,9.26,190,221,245,269]
["49152","Wehrendorf",-12,9.44,187,220,247.5,275]
["61273","Wehrheim",-14,9.73,183,216,240.5,265]
["91798","Weiboldshausen",-16,9.2200000000000006,192,220,243.5,267]
["09775","Weicherdange/Luxembourg",-14,8.43,202,233,258.5,284]
["85258","Weichs",-16,9.07,190,218,241.5,265]
["85258","Weichs-Aufhausen",-16,9.07,190,218,241.5,265]
["07570","Weida",-14,8.43,202,233,258.5,284]
["89134","Weidach",-16,10.24,200,230,254,278]
["91550","Weidelsbach",-16,9.2200000000000006,192,220,243.5,267]
["92637","Weiden",-16,9.2200000000000006,192,220,243.5,267]
["91746","Weidenbach",-16,9.2200000000000006,192,220,243.5,267]
["54570","Weidenbach",-14,9.36,186,219,245,271]
["04860","Weidenhain",-16,9.3699999999999992,188,218,242.5,267]
["77654","Weierbach",-12,10.86,169,197,221,245]
["91249","Weigendorf",-16,9.2200000000000006,192,220,243.5,267]
["78056","Weigheim",-18,9.26,190,221,245,269]
["02733","Weigsdorf-Köblitz",-16,8.68,197,227,251,275]
["91629","Weihenzell",-16,9.2200000000000006,192,220,243.5,267]
["90513","Weiherhof",-16,9.2200000000000006,192,220,243.5,267]
["88214","Weiherstobel",-14,9.7100000000000009,186,214,237.5,261]
["84107","Weihmichl",-16,8.76,194,222,244.5,267]
["88477","Weihungszell",-16,9.26,190,221,245,269]
["97990","Weikersheim",-16,9.5500000000000007,186,216,240.5,265]
["78250","Weil",-16,9.7100000000000009,186,214,237.5,261]
["79576","Weil am Rhein",-12,10.86,169,197,221,245]
["71263","Weil der Stadt",-16,9.26,190,221,245,269]
["71093","Weil im Schönbuch",-16,9.26,190,221,245,269]
["35781","Weilburg",-12,9.73,183,216,240.5,265]
["72367","Weilen unter den Rinnen",-18,9.26,190,221,245,269]
["72108","Weiler",-16,9.26,190,221,245,269]
["73492","Weiler",-16,9.26,190,221,245,269]
["74889","Weiler",-12,9.26,190,221,245,269]
["73529","Weiler in den Bergen",-16,9.26,190,221,245,269]
["71397","Weiler zum Stein",-14,9.26,190,221,245,269]
["91365","Weilersbach",-16,9.2200000000000006,192,220,243.5,267]
["53919","Weilerswist",-12,8.4700000000000006,205,240,267.5,295]
["82362","Weilheim",-16,7.42,217,249,272.5,296]
["72379","Weilheim",-16,9.26,190,221,245,269]
["73235","Weilheim a.d.Teck",-16,9.26,190,221,245,269]
["35789","Weilmünster",-14,9.73,183,216,240.5,265]
["72336","Weilstetten",-18,9.26,190,221,245,269]
["9942.","Weimar",-14,8.43,202,233,258.5,284]
["34292","Weimar",-14,9.73,183,216,240.5,265]
["35096","Weimar",-12,9.73,183,216,240.5,265]
["01689","Weinböhla",-14,9.2899999999999991,189,219,242.5,266]
["99869","Weingarten",-14,8.43,202,233,258.5,284]
["76356","Weingarten",-12,9.26,190,221,245,269]
["88250","Weingarten",-14,9.26,190,221,245,269]
["91358","Weingarts",-16,9.2200000000000006,192,220,243.5,267]
["88214","Weingartshof",-14,9.7100000000000009,186,214,237.5,261]
["69469","Weinheim/Bergstraße",-10,9.5500000000000007,186,216,240.5,265]
["90518","Weinhof",-16,9.2200000000000006,192,220,243.5,267]
["74189","Weinsberg",-14,9.26,190,221,245,269]
["71384","Weinstadt",-14,9.26,190,221,245,269]
["08538","Weischlitz",-16,7.71,213,246,270,294]
["75175","Weisen",-12,9.26,190,221,245,269]
["76599","Weisenbach",-14,10.86,169,197,221,245]
["91085","Weisendorf",-16,9.2200000000000006,192,220,243.5,267]
["67273","Weisenheim",-12,9.36,191,223,248.5,274]
["66709","Weiskirchen",-12,9.36,191,223,248.5,274]
["71287","Weissach",-14,9.26,190,221,245,269]
["71554","Weissach im Tal",-14,9.26,190,221,245,269]
["71554","Weissach im Tal",-14,9.26,190,221,245,269]
["01920","Weißbach",-16,9.2899999999999991,189,219,242.5,266]
["01936","Weißbach",-16,9.2899999999999991,189,219,242.5,266]
["09439","Weißbach",-14,7.71,213,246,270,294]
["95237","Weißdorf",-18,6.95,226,258,280.5,303]
["02627","Weissenberg",-16,8.68,197,227,251,275]
["09600","Weißenborn",-16,8.43,202,233,258.5,284]
["91560","Weissenbronn",-16,9.2200000000000006,192,220,243.5,267]
["91227","Weißenbrunn",-16,9.2200000000000006,192,220,243.5,267]
["91781","Weissenburg in Bayern",-16,9.2200000000000006,192,220,243.5,267]
["06667","Weißenfels",-14,9.3699999999999992,188,218,242.5,267]
["89264","Weissenhorn",-16,10.24,200,230,254,278]
["89264","Weißenhorn",-16,10.24,200,230,254,278]
["93444","Weißenregen",-18,8.76,194,222,244.5,267]
["02999","Weißkollm",-16,8.68,197,227,251,275]
["02628","Weissnaußlitz",-16,8.68,197,227,251,275]
["02943","Weißwasser",-16,8.68,197,227,251,275]
["79367","Weisweil",-12,10.86,169,197,221,245]
["23968","Weitendorf",-10,8.89,197,227,255,283]
["23999","Weitendorf (Insel Poel)",-10,8.89,197,227,255,283]
["78247","Weiterdingen",-14,9.7100000000000009,186,214,237.5,261]
["01909","Weitersdorf",-16,9.2899999999999991,189,219,242.5,266]
["64331","Weiterstadt",-12,9.5500000000000007,186,216,240.5,265]
["17033","Weitin",-14,8.7200000000000006,197,227,255,283]
["72184","Weitingen",-16,9.26,190,221,245,269]
["87480","Weitnau",-16,7.42,217,249,272.5,296]
["96479","Weitramsdorf",-16,9.0299999999999994,194,223,247,271]
["01108","Weixdorf",-14,9.2899999999999991,189,219,242.5,266]
["79780","Weizen",-14,9.26,190,221,245,269]
["06333","Welbsleben",-14,9.3699999999999992,188,218,242.5,267]
["86465","Welden",-16,10.24,200,230,254,278]
["21261","Welle",-12,9.2200000000000006,192,225,253.5,282]
["78669","Wellendingen",-18,9.26,190,221,245,269]
["04758","Wellerswalde",-14,9.3699999999999992,188,218,242.5,267]
["66557","Welschbach/Saar",-12,9.36,191,223,248.5,274]
["56729","Welschenbach",-14,8.4700000000000006,205,240,267.5,295]
["77790","Welschensteinach",-14,9.26,190,221,245,269]
["56412","Welschneudorf",-14,8.4700000000000006,205,240,267.5,295]
["75365","Weltenschwann",-16,9.26,190,221,245,269]
["59514","Welver",-12,8.4700000000000006,205,240,267.5,295]
["01561","Welxande",-16,9.2899999999999991,189,219,242.5,266]
["73642","Welzheim",-16,9.26,190,221,245,269]
["38176","Wendeburg",-14,9.3000000000000007,189,219,245,271]
["99988","Wendehausen",-16,8.43,202,233,258.5,284]
["72108","Wendelsheim",-16,9.26,190,221,245,269]
["55234","Wendelsheim",-12,9.36,186,219,245,271]
["90530","Wendelstein/Mittelfr.",-16,9.2200000000000006,192,220,243.5,267]
["57482","Wenden",-14,8.4700000000000006,205,240,267.5,295]
["01683","Wendischbora",-14,9.2899999999999991,189,219,242.5,266]
["04746","Wendishain",-14,9.3699999999999992,188,218,242.5,267]
["73240","Wendlingen",-14,9.26,190,221,245,269]
["38448","Wendschott",-14,9.3000000000000007,189,219,245,271]
["84187","Weng",-18,8.76,194,222,244.5,267]
["94086","Weng",-16,8.76,194,222,244.5,267]
["54516","Wengerohr",-14,9.36,186,219,245,271]
["88416","Wennedach",-16,9.26,190,221,245,269]
["30974","Wennigsen",-14,9.44,187,220,247.5,275]
["93173","Wenzenbach",-18,8.76,194,222,244.5,267]
["21279","Wenzendorf",-12,9.2200000000000006,192,225,253.5,282]
["04460","Werben",-14,9.3699999999999992,188,218,242.5,267]
["39615","Werben",-14,9.3000000000000007,189,219,245,271]
["02956","Werda",-16,8.68,197,227,251,275]
["08233","Werda",-16,7.71,213,246,270,294]
["08412","Werdau",-16,8.43,202,233,258.5,284]
["14542","Werder/Havel",-14,9.1999999999999993,190,220,244,268]
["58791","Werdohl",-12,8.4700000000000006,205,240,267.5,295]
["59457","Werl",-12,8.4700000000000006,205,240,267.5,295]
["49757","Werlte",-12,9.44,187,220,247.5,275]
["42929","Wermelskirchen",-12,10.66,170,202,230,258]
["04779","Wermsdorf",-14,9.3699999999999992,188,218,242.5,267]
["92533","Wernberg-Köblitz",-16,9.2200000000000006,192,220,243.5,267]
["59368","Werne a.d. Lippe",-12,8.4700000000000006,205,240,267.5,295]
["16356","Werneuchen",-14,9.14,194,221,246.5,272]
["91174","Wernfels",-16,9.2200000000000006,192,220,243.5,267]
["38855","Wernigerode",-16,9.3000000000000007,189,219,245,271]
["09509","Wernsdorf bei Marienberg",-14,7.71,213,246,270,294]
["56414","Weroth",-14,8.4700000000000006,205,240,267.5,295]
["57614","Weroth",-14,8.4700000000000006,205,240,267.5,295]
["64395","Wersau",-14,9.5500000000000007,186,216,240.5,265]
["53520","Wershofen",-14,8.4700000000000006,205,240,267.5,295]
["40591","Werste",-10,10.66,170,202,230,258]
["97877","Wertheim",-14,9.5500000000000007,186,216,240.5,265]
["33824","Werther",-12,9.73,183,216,240.5,265]
["86637","Wertingen",-16,10.24,200,230,254,278]
["46325","Weseke",-10,10.66,170,202,230,258]
["46483","Wesel",-10,10.66,170,202,230,258]
["46485","Wesel",-10,10.66,170,202,230,258]
["19288","Weselsdorf",-14,8.89,197,227,255,283]
["39249","Wespen",-14,9.3000000000000007,189,219,245,271]
["50389","Wesseling/Rheinl.",-10,10.66,170,202,230,258]
["72406","Wessingen",-18,9.26,190,221,245,269]
["82234","Weßling",-16,7.42,217,249,272.5,296]
["04889","Weßnig",-16,9.3699999999999992,188,218,242.5,267]
["48291","Westbevern",-12,9.44,187,220,247.5,275]
["06449","Westdorf",-14,9.3699999999999992,188,218,242.5,267]
["39448","Westenegeln",-14,9.3000000000000007,189,219,245,271]
["59199","Westerbönen",-12,8.4700000000000006,205,240,267.5,295]
["56457","Westerburg",-14,8.4700000000000006,205,240,267.5,295]
["32130","Westerenger",-12,9.73,183,216,240.5,265]
["21394","Westergellersen",-12,9.2200000000000006,192,225,253.5,282]
["83620","Westerham",-18,7.01,227,260,283,306]
["49324","Westerhausen",-12,9.44,187,220,247.5,275]
["72589","Westerheim",-18,9.26,190,221,245,269]
["37589","Westerhof",-16,9.73,183,216,240.5,265]
["73463","Westerhofen",-16,9.26,190,221,245,269]
["24977","Westerholz",-10,8.51,204,239,269.5,300]
["89198","Westerstetten",-16,10.24,200,230,254,278]
["73463","Westhausen",-16,9.26,190,221,245,269]
["91747","Westheim",-16,9.2200000000000006,192,220,243.5,267]
["97478","Westheim",-16,9.5500000000000007,186,216,240.5,265]
["67593","Westhofen",-12,9.36,191,223,248.5,274]
["26810","Westoverledingen",-10,9.93,181,215,245.5,276]
["91757","Wettelsheim",-16,9.2200000000000006,192,220,243.5,267]
["35435","Wettenberg-Launsbach",-14,9.73,183,216,240.5,265]
["58300","Wetter",-12,8.4700000000000006,205,240,267.5,295]
["06722","Wetterzeube",-14,9.3699999999999992,188,218,242.5,267]
["85139","Wettstetten",-16,9.07,190,218,241.5,265]
["93444","Wettzell",-18,8.76,194,222,244.5,267]
["3557.","Wetzlar",-12,9.73,183,216,240.5,265]
["35583","Wetzlar - Garbenheim",-12,9.73,183,216,240.5,265]
["33106","Wewer",-12,9.73,183,216,240.5,265]
["83629","Weyarn",-18,7.01,227,260,283,306]
["56357","Weyer",-12,8.4700000000000006,205,240,267.5,295]
["28844","Weyhe",-12,9.4,190,223,252,281]
["89079","Wiblingen",-14,10.24,200,230,254,278]
["58769","Wiblingwerde",-12,8.4700000000000006,205,240,267.5,295]
["19055","Wickendorf",-12,8.89,197,227,255,283]
["65439","Wicker",-12,10.86,169,197,221,245]
["41189","Wickrathberg",-10,10.66,170,202,230,258]
["52156","Widdau",-14,10.24,176,211,239.5,268]
["74259","Widdern",-14,9.26,190,221,245,269]
["79650","Wiechs",-12,9.26,190,221,245,269]
["53577","Wied",-14,8.4700000000000006,205,240,267.5,295]
["87534","Wiedemannsdorf",-18,7.42,217,249,272.5,296]
["33378","Wiedenbrück",-12,9.73,183,216,240.5,265]
["85259","Wiedenzhausen",-16,9.07,190,218,241.5,265]
["04938","Wiederau",-16,9.3699999999999992,188,218,242.5,267]
["04158","Wiederitzsch",-14,9.3699999999999992,188,218,242.5,267]
["02994","Wiednitz",-16,8.68,197,227,251,275]
["26215","Wiefelstede",-12,9.93,181,215,245.5,276]
["06571","Wiehe",-14,9.3699999999999992,188,218,242.5,267]
["51674","Wiehl",-12,8.4700000000000006,205,240,267.5,295]
["18556","Wiek auf Rügen",-10,9.0399999999999991,196,226,253.5,281]
["74523","Wielandsweiler",-16,9.26,190,221,245,269]
["82407","Wielenbach",-16,7.42,217,249,272.5,296]
["59939","Wiemeringhausen",-14,8.4700000000000006,205,240,267.5,295]
["29342","Wienhausen",-14,9.44,187,220,247.5,275]
["75446","Wiernsheim",-14,9.26,190,221,245,269]
["95676","Wiesau",-18,6.95,226,258,280.5,303]
["65183","Wiesbaden",-10,8.4700000000000006,205,240,267.5,295]
["86519","Wiesenbach",-16,10.24,200,230,254,278]
["74572","Wiesenbach",-16,9.26,190,221,245,269]
["69257","Wiesenbach",-12,9.5500000000000007,186,216,240.5,265]
["97355","Wiesenbronn",-16,9.5500000000000007,186,216,240.5,265]
["65599","Wiesenroth",-14,8.4700000000000006,205,240,267.5,295]
["73349","Wiesensteig",-18,9.26,190,221,245,269]
["93109","Wiesent",-18,8.76,194,222,244.5,267]
["68753","Wiesental",-12,10.86,169,197,221,245]
["91346","Wiesenttal",-16,9.2200000000000006,192,220,243.5,267]
["69168","Wiesloch",-12,9.5500000000000007,186,216,240.5,265]
["49835","Wietmarschen",-10,9.44,187,220,247.5,275]
["29323","Wietze",-12,9.44,187,220,247.5,275]
["29649","Wietzendorf",-14,9.44,187,220,247.5,275]
["73732","Wiflingshausen",-14,9.26,190,221,245,269]
["91634","Wilburgstetten",-16,9.2200000000000006,192,220,243.5,267]
["15745","Wildau",-14,9.1,192,221,244.5,268]
["08301","Wildbach",-16,7.71,213,246,270,294]
["75323","Wildbad im Schwarzwald",-14,9.26,190,221,245,269]
["17091","Wildberg",-14,8.7200000000000006,197,227,255,283]
["72218","Wildberg",-16,9.26,190,221,245,269]
["08237","Wildenau",-16,7.71,213,246,270,294]
["08134","Wildenfels",-14,8.43,202,233,258.5,284]
["04539","Wildenhain",-14,9.3699999999999992,188,218,242.5,267]
["41844","Wildenrath",-10,10.66,170,202,230,258]
["27793","Wildeshausen",-12,9.4,190,223,252,281]
["07980","Wildetaube",-16,8.43,202,233,258.5,284]
["04924","Wildgrube",-16,9.3699999999999992,188,218,242.5,267]
["87499","Wildpoldsreid",-16,7.42,217,249,272.5,296]
["65719","Wildsachsen",-14,8.4700000000000006,205,240,267.5,295]
["04838","Wildschütz",-14,9.3699999999999992,188,218,242.5,267]
["75196","Wilferdingen",-14,9.26,190,221,245,269]
["88515","Wilfingen",-14,9.26,190,221,245,269]
["57234","Wilgersdorf",-14,8.4700000000000006,205,240,267.5,295]
["88271","Wilhelmsdorf",-14,9.26,190,221,245,269]
["69259","Wilhelmsfeld",-12,9.5500000000000007,186,216,240.5,265]
["26389","Wilhelmshaven",-10,9.93,181,215,245.5,276]
["17291","Wilhelmshayn",-14,8.7200000000000006,197,227,255,283]
["14557","Wilhelmshorst",-14,9.1999999999999993,190,220,244,268]
["88263","Wilhelmskirch",-14,9.26,190,221,245,269]
["91452","Wilhermsdorf",-16,9.2200000000000006,192,220,243.5,267]
["08112","Wilkau-Haßlau",-14,8.43,202,233,258.5,284]
["34439","Willebadessen",-14,9.73,183,216,240.5,265]
["47877","Willich",-10,10.66,170,202,230,258]
["47877","Willich - Wekeln",-10,10.66,170,202,230,258]
["34508","Willingen/Upland",-14,9.73,183,216,240.5,265]
["72820","Willmandingen",-18,9.26,190,221,245,269]
["97647","Willmars",-16,9.5500000000000007,186,216,240.5,265]
["93497","Willmering",-18,8.76,194,222,244.5,267]
["03053","Willmersdorf",-16,9.1,192,221,244.5,268]
["86574","Willprechtszell",-16,10.24,200,230,254,278]
["74182","Willsbach",-14,9.26,190,221,245,269]
["77731","Willstätt",-12,10.86,169,197,221,245]
["03053","Wilmersdorf",-16,9.1,192,221,244.5,268]
["57234","Wilnsdorf",-14,8.4700000000000006,205,240,267.5,295]
["01833","Wilschdorf",-14,9.2899999999999991,189,219,242.5,266]
["01723","Wilsdruff",-14,9.2899999999999991,189,219,242.5,266]
["72818","Wilsingen",-16,9.26,190,221,245,269]
["06449","Wilsleben",-14,9.3699999999999992,188,218,242.5,267]
["27412","Wilstedt",-12,9.4,190,223,252,281]
["54459","Wiltingen",-12,9.36,186,219,245,271]
["75365","Wimberg",-14,9.26,190,221,245,269]
["71299","Wimsheim",-14,9.26,190,221,245,269]
["54457","Wincheringen",-12,9.36,186,219,245,271]
["86949","Windach",-16,7.42,217,249,272.5,296]
["51570","Windeck",-12,8.4700000000000006,205,240,267.5,295]
["61276","Winden",-14,9.73,183,216,240.5,265]
["79297","Winden i. E.",-16,9.26,190,221,245,269]
["37539","Windhausen",-16,9.73,183,216,240.5,265]
["92670","Windischeschenbach",-16,9.2200000000000006,192,220,243.5,267]
["99102","Windischholzhausen",-14,8.43,202,233,258.5,284]
["04603","Windischleuba",-14,9.3699999999999992,188,218,242.5,267]
["91575","Windsbach",-16,9.2200000000000006,192,220,243.5,267]
["77652","Windschläg",-12,10.86,169,197,221,245]
["65232","Wingsbach",-14,8.4700000000000006,205,240,267.5,295]
["21789","Wingst",-10,9.2200000000000006,192,225,253.5,282]
["57664","Winkelbach",-14,8.4700000000000006,205,240,267.5,295]
["71364","Winnenden",-14,9.26,190,221,245,269]
["56333","Winningen",-12,8.4700000000000006,205,240,267.5,295]
["30890","Winninghausen",-14,9.44,187,220,247.5,275]
["67722","Winnweiler",-12,9.36,191,223,248.5,274]
["29308","Winsen",-12,9.44,187,220,247.5,275]
["21423","Winsen (Luhe)",-12,9.2200000000000006,192,225,253.5,282]
["73650","Winterbach",-16,9.26,190,221,245,269]
["59955","Winterberg",-16,8.4700000000000006,205,240,267.5,295]
["72474","Winterlingen",-16,9.26,190,221,245,269]
["88400","Winterreute",-16,9.26,190,221,245,269]
["54310","Wintersdorf",-12,9.36,186,219,245,271]
["88299","Winterstetten",-16,9.26,190,221,245,269]
["88456","Winterstettendorf",-16,9.26,190,221,245,269]
["88456","Winterstettenstadt",-16,9.26,190,221,245,269]
["31088","Winzenburg",-16,9.44,187,220,247.5,275]
["73072","Winzingen",-16,9.26,190,221,245,269]
["97537","Wipfeld",-14,9.5500000000000007,186,216,240.5,265]
["85414","Wippenhausen",-16,9.07,190,218,241.5,265]
["51688","Wipperfürth",-12,8.4700000000000006,205,240,267.5,295]
["89134","Wippingen",-14,10.24,200,230,254,278]
["56422","Wirges",-14,8.4700000000000006,205,240,267.5,295]
["39596","Wischer",-14,9.3000000000000007,189,219,245,271]
["06647","Wischroda",-14,9.3699999999999992,188,218,242.5,267]
["23966","Wismar",-10,8.89,197,227,255,283]
["31061","Wispenstein",-16,9.44,187,220,247.5,275]
["73550","Wißgoldingen",-16,9.26,190,221,245,269]
["53879","Wißkirchen",-14,8.4700000000000006,205,240,267.5,295]
["77960","Wittelbach",-14,10.86,169,197,221,245]
["58454","Witten",-12,8.4700000000000006,205,240,267.5,295]
["06886","Wittenberg",-14,9.3699999999999992,188,218,242.5,267]
["16515","Wittenberg",-14,9.14,194,221,246.5,272]
["19322","Wittenberge",-14,8.89,197,227,255,283]
["19243","Wittenburg",-12,8.89,197,227,255,283]
["19243","Wittendörp",-12,8.89,197,227,255,283]
["19073","Wittenförden",-12,8.89,197,227,255,283]
["88693","Wittenhofen",-14,9.26,190,221,245,269]
["77963","Wittenweier",-12,10.86,169,197,221,245]
["99189","Witterda",-14,8.43,202,233,258.5,284]
["66399","Wittersheim",-12,9.36,191,223,248.5,274]
["07768","Wittersroda",-14,8.43,202,233,258.5,284]
["09228","Wittgensdorf",-14,8.43,202,233,258.5,284]
["02997","Wittichenau",-16,8.68,197,227,251,275]
["29378","Wittingen",-14,9.44,187,220,247.5,275]
["89426","Wittislingen",-16,10.24,200,230,254,278]
["40489","Wittlaer",-10,10.66,170,202,230,258]
["72250","Wittlensweiler",-16,9.26,190,221,245,269]
["54516","Wittlich",-14,9.36,186,219,245,271]
["79599","Wittlingen",-12,9.26,190,221,245,269]
["72574","Wittlingen (Bad Urach)",-16,9.26,190,221,245,269]
["26409","Wittmund",-10,9.93,181,215,245.5,276]
["16909","Wittstock",-14,9.14,194,221,246.5,272]
["3721.","Witzenhausen",-14,9.73,183,216,240.5,265]
["37213","Witzenhausen / Unterrieden ",-14,9.73,183,216,240.5,265]
["42799","Witzhelden",-10,10.66,170,202,230,258]
["94104","Witzmannsberg",-16,8.76,194,222,244.5,267]
["32816","Wöbbel",-14,9.73,183,216,240.5,265]
["52152","Woffelsbach",-14,10.24,176,211,239.5,268]
["04874","Wohlau",-16,9.3699999999999992,188,218,242.5,267]
["48167","Wolbeck",-12,9.44,187,220,247.5,275]
["17091","Wolde",-14,8.7200000000000006,197,227,255,283]
["77709","Wolfach",-14,9.26,190,221,245,269]
["76227","Wolfartsweier",-12,10.86,169,197,221,245]
["88364","Wolfegg",-16,9.26,190,221,245,269]
["06766","Wolfen",-14,9.3699999999999992,188,218,242.5,267]
["3830.","Wolfenbüttel",-14,9.3000000000000007,189,219,245,271]
["35789","Wolfenhausen",-14,9.73,183,216,240.5,265]
["72149","Wolfenhausen",-16,9.26,190,221,245,269]
["63654","Wolferborn",-14,9.5500000000000007,186,216,240.5,265]
["78166","Wolferdingen",-18,9.26,190,221,245,269]
["35260","Wolferode",-14,9.73,183,216,240.5,265]
["06295","Wolferode",-14,9.3699999999999992,188,218,242.5,267]
["36266","Wölfershausen",-14,9.73,183,216,240.5,265]
["61200","Wölfersheim",-14,9.73,183,216,240.5,265]
["53940","Wolfert Unterw./Oberw.",-14,8.4700000000000006,205,240,267.5,295]
["53937","Wolfgarten",-14,8.4700000000000006,205,240,267.5,295]
["91639","Wolframs - Eschenbach",-16,9.2200000000000006,192,220,243.5,267]
["82515","Wolfratshausen",-16,7.42,217,249,272.5,296]
["92269","Wolfring",-16,9.2200000000000006,192,220,243.5,267]
["3844.","Wolfsburg",-14,9.3000000000000007,189,219,245,271]
["99819","Wolfsburg-Unkeroda",-16,7.71,213,246,270,294]
["72649","Wolfschlugen",-14,9.26,190,221,245,269]
["93195","Wolfsegg",-16,8.76,194,222,244.5,267]
["03130","Wolfshain",-16,9.1,192,221,244.5,268]
["64560","Wolfskehlen",-12,10.86,169,197,221,245]
["37290","Wolfterode",-14,9.73,183,216,240.5,265]
["17438","Wolgast",-12,8.7200000000000006,197,227,255,283]
["91126","Wolkersdorf",-16,9.2200000000000006,192,220,243.5,267]
["84166","Wollkofen",-16,8.76,194,222,244.5,267]
["04720","Wollsdorf",-14,9.3699999999999992,188,218,242.5,267]
["55597","Wöllstein",-12,9.36,186,219,245,271]
["39326","Wolmirstedt",-14,9.3000000000000007,189,219,245,271]
["16259","Wölsickendorf",-14,9.14,194,221,246.5,272]
["04519","Wolteritz",-14,9.3699999999999992,188,218,242.5,267]
["31099","Woltershausen",-16,9.44,187,220,247.5,275]
["97539","Wonfurt",-14,9.5500000000000007,186,216,240.5,265]
["55599","Wonsheim",-12,9.36,186,219,245,271]
["37339","Worbis",-16,9.73,183,216,240.5,265]
["04880","Wörblitz",-16,9.3699999999999992,188,218,242.5,267]
["87789","Woringen",-16,10.24,200,230,254,278]
["06786","Wörlitz",-14,9.3699999999999992,188,218,242.5,267]
["57392","Wormbach",-14,8.4700000000000006,205,240,267.5,295]
["53359","Wormersdorf",-14,8.4700000000000006,205,240,267.5,295]
["01994","Wormlage",-16,9.2899999999999991,189,219,242.5,266]
["03205","Wormlage",-16,9.1,192,221,244.5,268]
["6755.","Worms",-12,9.36,191,223,248.5,274]
["55286","Wörrstadt",-12,9.36,186,219,245,271]
["73499","Wört",-16,9.26,190,221,245,269]
["76744","Wörth",-12,10.86,169,197,221,245]
["85457","Wörth",-16,9.07,190,218,241.5,265]
["93086","Wörth a.d. Donau",-18,8.76,194,222,244.5,267]
["84109","Wörth an der Isar",-16,8.76,194,222,244.5,267]
["82237","Wörthsee",-16,7.42,217,249,272.5,296]
["76327","Wöschbach",-12,9.26,190,221,245,269]
["31079","Wrisbergholzen",-14,9.44,187,220,247.5,275]
["46286","Wulfen",-10,10.66,170,202,230,258]
["32545","Wulferdingen",-12,9.73,183,216,240.5,265]
["31008","Wülfingen",-14,9.44,187,220,247.5,275]
["31832","Wülfinghausen",-14,9.44,187,220,247.5,275]
["42489","Wülfrath",-12,10.66,170,202,230,258]
["27628","Wulsbüttel",-12,9.4,190,223,252,281]
["98704","Wümbach",-16,7.71,213,246,270,294]
["09514","Wünschendorf",-14,7.71,213,246,270,294]
["31515","Wunstorf-Luthe",-14,9.44,187,220,247.5,275]
["4211.","Wuppertal",-12,10.66,170,202,230,258]
["42283","Wuppertal - Barmen",-12,10.66,170,202,230,258]
["42111","Wuppertal - Elberfeld",-12,10.66,170,202,230,258]
["42329","Wuppertal - Vohwinkel",-12,10.66,170,202,230,258]
["52511","Würm",-12,10.24,176,211,239.5,268]
["75181","Würm",-14,9.26,190,221,245,269]
["75449","Wurmberg",-14,9.26,190,221,245,269]
["76448","Würmersheim",-12,10.86,169,197,221,245]
["72108","Wurmlingen",-16,9.26,190,221,245,269]
["78573","Wurmlingen",-16,9.26,190,221,245,269]
["01561","Würschnitz",-16,9.2899999999999991,189,219,242.5,266]
["52146","Würselen",-12,10.24,176,211,239.5,268]
["82813","Würtingen",-18,7.42,217,249,272.5,296]
["75394","Würzbach",-16,9.26,190,221,245,269]
["9707.","Würzburg",-12,9.5500000000000007,186,216,240.5,265]
["04808","Wurzen",-14,9.3699999999999992,188,218,242.5,267]
["39524","Wust",-14,9.3000000000000007,189,219,245,271]
["32108","Wüsten",-12,9.73,183,216,240.5,265]
["09358","Wüstenbrand",-14,7.71,213,246,270,294]
["73527","Wustenriet",-16,9.26,190,221,245,269]
["71543","Wüstenrot",-16,9.26,190,221,245,269]
["16868","Wusterhausen",-14,9.14,194,221,246.5,272]
["17509","Wusterhusen",-12,8.7200000000000006,197,227,255,283]
["16818","Wustrau",-14,9.14,194,221,246.5,272]
["29462","Wustrow",-14,9.44,187,220,247.5,275]
["04749","Wutzschwitz",-14,9.3699999999999992,188,218,242.5,267]
["79369","Wyhl",-12,10.86,169,197,221,245]
["04552","Wyhra",-14,9.3699999999999992,188,218,242.5,267]
["47559","Wyler",-10,10.66,170,202,230,258]
["46509","Xanten",-10,10.66,170,202,230,258]
["39307","Zabakuck",-14,9.3000000000000007,189,219,245,271]
["01561","Zabeltitz",-16,9.2899999999999991,189,219,242.5,266]
["74374","Zaberfeld",-14,9.26,190,221,245,269]
["94239","Zachenberg",-18,8.76,194,222,244.5,267]
["86573","Zahling",-16,10.24,200,230,254,278]
["06895","Zahna",-14,9.3699999999999992,188,218,242.5,267]
["75378","Zainen",-16,9.26,190,221,245,269]
["72587","Zainingen",-18,9.26,190,221,245,269]
["89551","Zang",-16,10.24,200,230,254,278]
["18195","Zarnewanz",-12,9.0399999999999991,196,226,253.5,281]
["19246","Zarrentin",-12,8.89,197,227,255,283]
["39606","Zedau",-14,9.3000000000000007,189,219,245,271]
["07557","Zedlitz",-14,8.43,202,233,258.5,284]
["04552","Zedtlitz",-14,9.3699999999999992,188,218,242.5,267]
["16792","Zehdenick",-14,9.14,194,221,246.5,272]
["97475","Zeil am Main",-14,9.5500000000000007,186,216,240.5,265]
["67378","Zeiskam",-12,9.36,191,223,248.5,274]
["01619","Zeithain",-16,9.2899999999999991,189,219,242.5,266]
["06712","Zeitz",-14,9.3699999999999992,188,218,242.5,267]
["95239","Zell",-18,6.95,226,258,280.5,303]
["73104","Zell",-16,9.26,190,221,245,269]
["77736","Zell",-14,9.26,190,221,245,269]
["56856","Zell - Barl",-12,8.4700000000000006,205,240,267.5,295]
["77736","Zell a.H.",-14,9.26,190,221,245,269]
["97299","Zell am Main",-14,9.5500000000000007,186,216,240.5,265]
["79669","Zell i.W.",-14,9.26,190,221,245,269]
["73119","Zell u. Aichelberg",-16,9.26,190,221,245,269]
["67308","Zellertal",-12,9.36,191,223,248.5,274]
["77654","Zell-Weierbach",-12,10.86,169,197,221,245]
["17459","Zempin",-12,8.7200000000000006,197,227,255,283]
["16341","Zepernick",-14,9.14,194,221,246.5,272]
["39317","Zerben",-14,9.3000000000000007,189,219,245,271]
["39261","Zerbst",-14,9.3000000000000007,189,219,245,271]
["01920","Zerna",-16,9.2899999999999991,189,219,242.5,266]
["29499","Zernien",-14,9.44,187,220,247.5,275]
["16845","Zernitz",-14,9.14,194,221,246.5,272]
["15758","Zernsdorf",-14,9.1,192,221,244.5,268]
["16348","Zerpenschleuse",-14,9.14,194,221,246.5,272]
["02699","Zescha",-16,8.68,197,227,251,275]
["26340","Zetel",-10,9.93,181,215,245.5,276]
["09306","Zetteritz",-14,8.43,202,233,258.5,284]
["93485","Zettisch",-18,8.76,194,222,244.5,267]
["04758","Zeuckritz",-16,9.3699999999999992,188,218,242.5,267]
["07937","Zeulenroda",-16,8.43,202,233,258.5,284]
["76698","Zeutern",-12,9.26,190,221,245,269]
["15738","Zeuthen",-14,9.1,192,221,244.5,268]
["19069","Zickhusen",-12,8.89,197,227,255,283]
["07980","Zickra",-14,8.43,202,233,258.5,284]
["06842","Ziebigk",-14,9.3699999999999992,188,218,242.5,267]
["34613","Ziegenhain",-14,9.73,183,216,240.5,265]
["04720","Ziegra",-14,9.3699999999999992,188,218,242.5,267]
["17440","Ziemitz",-14,8.7200000000000006,197,227,255,283]
["79395","Zienken",-12,10.86,169,197,221,245]
["23968","Zierow",-10,8.89,197,227,255,283]
["89446","Ziertheim",-16,10.24,200,230,254,278]
["14793","Ziesar",-14,9.1999999999999993,190,220,244,268]
["18059","Ziesendorf",-12,9.0399999999999991,196,226,253.5,281]
["72336","Zillhausen",-18,9.26,190,221,245,269]
["88484","Zillishausen",-16,9.26,190,221,245,269]
["54578","Zilsdorf",-14,9.36,186,219,245,271]
["72406","Zimmern",-18,9.26,190,221,245,269]
["78658","Zimmern",-16,9.26,190,221,245,269]
["97828","Zimmern",-14,9.5500000000000007,186,216,240.5,265]
["72369","Zimmern u.d.B.",-16,9.26,190,221,245,269]
["02906","Zimpel",-16,8.68,197,227,251,275]
["18374","Zingst Ostseebad",-10,9.0399999999999991,196,226,253.5,281]
["15345","Zinndorf",-14,9.1,192,221,244.5,268]
["17454","Zinnowitz",-12,8.7200000000000006,197,227,255,283]
["01773","Zinnwald",-16,9.2899999999999991,189,219,242.5,266]
["19063","Zippendorf",-12,8.89,197,227,255,283]
["17419","Zirchow",-12,8.7200000000000006,197,227,255,283]
["86609","Zirgesheim",-16,10.24,200,230,254,278]
["90513","Zirndorf",-16,9.2200000000000006,192,220,243.5,267]
["02763","Zittau",-16,8.68,197,227,251,275]
["79379","Zizingen",-12,10.86,169,197,221,245]
["04416","Zöbigker",-16,9.3699999999999992,188,218,242.5,267]
["73485","Zöbingen",-16,9.26,190,221,245,269]
["09517","Zöblitz",-16,7.71,213,246,270,294]
["02829","Zodel",-16,8.68,197,227,251,275]
["78052","Zollhaus",-18,9.26,190,221,245,269]
["85406","Zolling",-16,9.07,190,218,241.5,265]
["15926","Zöllmersdorf",-16,9.1,192,221,244.5,268]
["04703","Zollschwitz",-14,9.3699999999999992,188,218,242.5,267]
["06780","Zörbig",-14,9.3699999999999992,188,218,242.5,267]
["85604","Zorneding",-16,9.07,190,218,241.5,265]
["89447","Zöschingen",-16,10.24,200,230,254,278]
["89426","Zöschlingsweiler",-16,10.24,200,230,254,278]
["15806","Zossen",-14,9.1,192,221,244.5,268]
["04720","Zschaitz",-14,9.3699999999999992,188,218,242.5,267]
["04603","Zschechwitz",-14,9.3699999999999992,188,218,242.5,267]
["04720","Zschepplitz",-14,9.3699999999999992,188,218,242.5,267]
["04749","Zschochau",-14,9.3699999999999992,188,218,242.5,267]
["04703","Zschockau",-14,9.3699999999999992,188,218,242.5,267]
["09405","Zschopau",-14,7.71,213,246,270,294]
["08321","Zschorlau",-16,7.71,213,246,270,294]
["01920","Zschornau",-16,9.2899999999999991,189,219,242.5,266]
["04509","Zschortau",-14,9.3699999999999992,188,218,242.5,267]
["39240","Zuchau",-14,9.3000000000000007,189,219,245,271]
["85051","Zuchering",-18,9.07,190,218,241.5,265]
["70435","Zuffenhausen",-12,9.26,190,221,245,269]
["16515","Zühlsdorf",-14,9.14,194,221,246.5,272]
["53909","Zülpich ",-14,8.4700000000000006,205,240,267.5,295]
["7765.","Zunsweier (Offenburg)",-12,10.86,169,197,221,245]
["79379","Zunzingen",-14,10.86,169,197,221,245]
["86441","Zusmarshausen",-16,10.24,200,230,254,278]
["17495","Züssow",-12,8.7200000000000006,197,227,255,283]
["85465","Zustorf",-16,9.07,190,218,241.5,265]
["74219","Züttlingen",-12,9.26,190,221,245,269]
["16306","Zützen",-16,9.14,194,221,246.5,272]
["74939","Zuzenhausen",-12,9.26,190,221,245,269]
["04451","Zweefurth",-14,9.3699999999999992,188,218,242.5,267]
["66482","Zweibrücken",-12,9.36,191,223,248.5,274]
["74639","Zweiflingen",-14,9.26,190,221,245,269]
["04442","Zwenkau",-14,9.3699999999999992,188,218,242.5,267]
["75389","Zwerenberg",-16,9.26,190,221,245,269]
["0805.","Zwickau",-14,8.43,202,233,258.5,284]
["88529","Zwiefalten",-14,9.26,190,221,245,269]
["94227","Zwiesel",-18,8.76,194,222,244.5,267]
["69439","Zwingenberg",-12,9.5500000000000007,186,216,240.5,265]
["69439","Zwingenberg",-12,9.5500000000000007,186,216,240.5,265]
["08297","Zwönitz",-16,7.71,213,246,270,294]
["47559","Zyfflich",-10,10.66,170,202,230,258]
[]
[]
[]
[]
[]
[]
[]
[]
[]
[]
[]
[]
[]
[]
[]
[]
[]
[]
[]
[]
[]
[]
[]
[]
[]
[]
[]
[]
[]
[]
[]
[]
[]
[]
[]
[]
[]
[]
[]
[]
[]
[]
[]
[]
[]
[]
[]
[]
[]
[]
[]
[]
[]
[]
[]
[]
[]
[]
[]
[]
[]
[]
[]
[]
[]
[]
[]
[]
[]
[]
[]
[]
[]
[]
[]
[]
[]
[]
[]
[]
[]
[]
[]
[]
[]
[]
[]
[]
[]
[]
[]
[]
[]
[]
[]
[]
[]
[]
[]
[]
[]
[]
[]
[]
[]
[]
[]
[]
[]
[]
[]
[]
[]
[]
[]
[]
[]
[]
[]
[]
[]
[]
[]
[]
[]
[]
[]
[]
[]
[]
[]
[]
[]
[]
[]
[]
[]
[]
[]
[]
[]
[]
[]
[]
[]
[]
[]
[]
[]
[]
[]
[]
[]
[]
[]
[]
[]
[]
[]
[]
[]
[]
[]
[]
[]
[]
[]
[]
[]
[]
[]
[]
[]
[]
[]
[]
[]
[]
[]
[]
[]
[]
[]
[]
[]
[]
[]
[]
[]
[]
[]
[]
[]
[]
[]
[]
[]
[]
[]
[]
[]
[]
[]
[]
[]
[]
[]
[]
[]
[]
[]
[]
[]
[]
[]
[]
[]
[]
[]
[]
[]
[]
[]
[]
[]
[]
[]
[]
[]
[]
[]
[]
[]
[]
[]
[]
[]
[]
[]
[]
[]
[]
[]
[]
[]
[]
[]
[]
[]
[]
[]
[]
[]
[]
[]
[]
[]
[]
[]
[]
[]
[]
[]
[]
[]
[]
[]
[]
[]
[]
[]
[]
[]
[]
[]
[]
[]
[]
[]
[]
[]
[]
[]
[]
[]
[]
[]
[]
[]
[]
[]
[]
[]
[]
[]
[]
[]
[]
[]
[]
[]
[]
[]
[]
[]
[]
[]
[]
[]
[]
[]
[]
[]
[]
[]
[]
[]
[]
[]
[]
[]
[]
[]
[]
[]
[]
[]
[]
[]
[]
[]
[]
[]
[]
[]
[]
[]
[]
[]
[]
[]
[]
[]
[]
[]
[]
[]
[]
[]
[]
[]
[]
[]
[]
[]
[]
[]
[]
[]
[]
[]
[]
[]
[]
[]
[]
[]
[]
[]
[]
[]
[]
[]
[]
[]
[]
[]
[]
[]
[]
[]
[]
[]
[]
[]
[]
[]
[]
[]
[]
[]
[]
[]
[]
[]
[]
[]
[]
[]
[]
[]
[]
[]
[]
[]
[]
[]
[]
[]
[]
[]
[]
[]
[]
[]
[]
[]
[]
[]
[]
[]
[]
[]
[]
[]
[]
[]
[]
[]
[]
[]
[]
[]
[]
[]
[]
[]
[]
[]
[]
[]
[]
[]
[]
[]
[]
[]
[]
[]
[]
[]
[]
[]
[]
[]
[]
[]
[]
[]
[]
[]
[]
[]
[]
[]
[]
[]
[]
[]
[]
[]
[]
[]
[]
[]
[]
[]
[]
[]
[]
[]
[]
[]
[]
[]
[]
[]
[]
[]
[]
[]
[]
[]
[]
[]
[]
[]
[]
[]
[]
[]
[]
[]
[]
[]
[]
[]
[]
[]
[]
[]
[]
[]
[]
[]
[]
[]
[]
[]
[]
[]
[]
[]
[]
[]
[]
[]
[]
[]
[]
[]
[]
[]
[]
[]
[]
[]
[]
[]
[]
[]
[]
[]
[]
[]
[]
[]
[]
[]
[]
[]
[]
[]
[]
[]
[]
[]
[]
[]
[]
[]
[]
[]
[]
[]
[]
[]
[]
[]
[]
[]
[]
[]
[]
[]
[]
[]
[]
[]
[]
[]
[]
[]
[]
[]
[]
[]
[]
[]
[]
[]
[]
[]
[]
[]
[]
[]
[]
[]
[]
[]
[]
[]
[]
[]
[]
[]
[]
[]
[]
[]
[]
[]
[]
[]
[]
[]
[]
[]
[]
[]
[]
[]
[]
[]
[]
[]
[]
[]
[]
[]
[]
[]
[]
[]
[]
[]
[]
[]
[]
[]
[]
[]
[]
[]
[]
[]
[]
[]
[]
[]
[]
[]
[]
[]
[]
[]
[]
[]
[]
[]
[]
[]
[]
[]
[]
[]
[]
[]
[]
[]
[]
[]
[]
[]
[]
[]
[]
[]
[]
[]
[]
[]
[]
[]
[]
[]
[]
[]
[]
[]
[]
[]
[]
[]
[]
[]
[]
[]
[]
[]
[]
[]
[]
[]
[]
[]
[]
[]
[]
[]
[]
[]
[]
[]
[]
[]
[]
[]
[]
[]
[]
[]
[]
[]
[]
[]
[]
[]
[]
[]
[]
[]
[]
[]
[]
[]
[]
[]
[]
[]
[]
[]
[]
[]
[]
[]
[]
[]
[]
[]
[]
[]
[]
[]
[]
[]
[]
[]
[]
[]
[]
[]
[]
[]
[]
[]
[]
[]
[]
[]
[]
[]
[]
[]
[]
[]
[]
[]
[]
[]
[]
[]
[]
[]
[]
[]
[]
[]
[]
[]
[]
[]
[]
[]
[]
[]
[]
[]
[]
[]
[]
[]
[]
[]
[]
[]
[]
[]
[]
[]
[]
[]
[]
[]
[]
[]
[]
[]
[]
[]
[]
[]
[]
[]
[]
[]
[]
[]
[]
[]
[]
[]
[]
[]
[]
[]
[]
[]
[]
[]
[]
[]
[]
[]
[]
[]
[]
[]
[]
[]
[]
[]
[]
[]
[]
[]
[]
[]
[]
[]
[]
[]
[]
[]
[]
[]
[]
[]
[]
[]
[]
[]
[]
[]
[]
[]
[]
[]
[]
[]
[]
[]
[]
[]
[]
[]
[]
[]
[]
[]
[]
[]
[]
[]
[]
[]
[]
[]
[]
[]
[]
[]
[]
[]
[]
[]
[]
[]
[]
[]
[]
[]
[]
[]
[]
[]
[]
[]
[]
[]
[]
[]
[]
[]
[]
[]
[]
[]
[]
[]
[]
[]
[]
[]
[]
[]
[]
[]
[]
[]
[]
[]
[]
[]
[]
[]
[]
[]
[]
[]
[]
[]
[]
[]
[]
[]
[]
[]
[]
[]
[]
[]
[]
[]
[]
[]
[]
[]
[]
[]
[]
[]
[]
[]
[]
[]
[]
[]
[]
[]
[]
[]
[]
[]
[]
[]
[]
[]
[]
[]
[]
[]
[]
[]
[]
[]
[]
[]
[]
[]
[]
[]
[]
[]
[]
[]
[]
[]
[]
[]
[]
[]
[]
[]
[]
[]
[]
[]
[]
[]
[]
[]
[]
[]
[]
[]
[]
[]
[]
[]
[]
[]
[]
[]
[]
[]
[]
[]
[]
[]
[]
[]
[]
[]
[]
[]
[]
[]
[]
[]
[]
[]
[]
[]
[]
[]
[]
[]
[]
[]
[]
[]
[]
[]
[]
[]
[]
[]
[]
[]
[]
[]
[]
[]
[]
[]
[]
[]
[]
[]
[]
[]
[]
[]
[]
[]
[]
[]
[]
[]
[]
[]
[]
[]
[]
[]
[]
[]
[]
[]
[]
[]
[]
[]
[]
[]
[]
[]
[]
[]
[]
[]
[]
[]
[]
[]
[]
[]
[]
[]
[]
[]
[]
[]
[]
[]
[]
[]
[]
[]
[]
[]
[]
[]
[]
[]
[]
[]
[]
[]
[]
[]
[]
[]
[]
[]
[]
[]
[]
[]
[]
[]
[]
[]
[]
[]
[]
[]
[]
[]
[]
[]
[]
[]
[]
[]
[]
[]
[]
[]
[]
[]
[]
[]
[]
[]
[]
[]
[]
[]
[]
[]
[]
[]
[]
[]
[]
[]
[]
[]
[]
[]
[]
[]
[]
[]
[]
[]
[]
[]
[]
[]
[]
[]
[]
[]
[]
[]
[]
[]
[]
[]
[]
[]
[]
[]
[]
[]
[]
[]
[]
[]
[]
[]
[]
[]
[]
[]
[]
[]
[]
[]
[]
[]
[]
[]
[]
[]
[]
[]
[]
[]
[]
[]
[]
[]
[]
[]
[]
[]
[]
[]
[]
[]
[]
[]
[]
[]
[]
[]
[]
[]
[]
[]
[]
[]
[]
[]
[]
[]
[]
[]
[]
[]
[]
[]
[]
[]
[]
[]
[]
[]
[]
[]
[]
[]
[]
[]
[]
[]
[]
[]
[]
[]
[]
[]
[]
[]
[]
[]
[]
[]
[]
[]
[]
[]
[]
[]
[]
[]
[]
[]
[]
[]
[]
[]
[]
[]
[]
[]
[]
[]
[]
[]
[]
[]
[]
[]
[]
[]
[]
[]
[]
[]
[]
[]
[]
[]
[]
[]
[]
[]
[]
[]
[]
[]
[]
[]
[]
[]
[]
[]
[]
[]
[]
[]
[]
[]
[]
[]
[]
[]
[]
[]
[]
[]
[]
[]
[]
[]
[]
[]
[]
[]
[]
[]
[]
[]
[]
[]
[]
[]
[]
[]
[]
[]
[]
[]
[]
[]
[]
[]
[]
[]
[]
[]
[]
[]
[]
[]
[]
[]
[]
[]
[]
[]
[]
[]
[]
[]
[]
[]
[]
[]
[]
[]
[]
[]
[]
[]
[]
[]
[]
[]
[]
[]
[]
[]
[]
[]
[]
[]
[]
[]
[]
[]
[]
[]
[]
[]
[]
[]
[]
[]
[]
[]
[]
[]
[]
[]
[]
[]
[]
[]
[]
[]
[]
[]
[]
[]
[]
[]
[]
[]
[]
[]
[]
[]
[]
[]
[]
[]
[]
[]
[]
[]
[]
[]
[]
[]
[]
[]
[]
[]
[]
[]
[]
[]
[]
[]
[]
[]
[]
[]
[]
[]
[]
[]
[]
[]
[]
[]
[]
[]
[]
[]
[]
[]
[]
[]
[]
[]
[]
[]
[]
[]
[]
[]
[]
[]
[]
[]
[]
[]
[]
[]
[]
[]
[]
[]
[]
[]
[]
[]
[]
[]
[]
[]
[]
[]
[]
[]
[]
[]
[]
[]
[]
[]
[]
[]
[]
[]
[]
[]
[]
[]
[]
[]
[]
[]
[]
[]
[]
[]
[]
[]
[]
[]
[]
[]
[]
[]
[]
[]
[]
[]
[]
[]
[]
[]
[]
[]
[]
[]
[]
[]
[]
[]
[]
[]
[]
[]
[]
[]
[]
[]
[]
[]
[]
[]
[]
[]
[]
[]
[]
[]
[]
[]
[]
[]
[]
[]
[]
[]
[]
[]
[]
[]
[]
[]
[]
[]
[]
[]
[]
[]
[]
[]
[]
[]
[]
[]
[]
[]
[]
[]
[]
[]
[]
[]
[]
[]
[]
[]
[]
[]
[]
[]
[]
[]
[]
[]
[]
[]
[]
[]
[]
[]
[]
[]
[]
[]
[]
[]
[]
[]
[]
[]
[]
[]
[]
[]
[]
[]
[]
[]
[]
[]
[]
[]
[]
[]
[]
[]
[]
[]
[]
[]
[]
[]
[]
[]
[]
[]
[]
[]
[]
[]
[]
[]
[]
[]
[]
[]
[]
[]
[]
[]
[]
[]
[]
[]
[]
[]
[]
[]
[]
[]
[]
[]
[]
[]
[]
[]
[]
[]
[]
[]
[]
[]
[]
[]
[]
[]
[]
[]
[]
[]
[]
[]
[]
[]
[]
[]
[]
[]
[]
[]
[]
[]
[]
[]
[]
[]
[]
[]
[]
[]
[]
[]
[]
[]
[]
[]
[]
[]
[]
[]
[]
[]
[]
[]
[]
[]
[]
[]
[]
[]
[]
[]
[]
[]
[]
[]
[]
[]
[]
[]
[]
[]
[]
[]
[]
[]
[]
[]
[]
[]
[]
[]
[]
[]
[]
[]
[]
[]
[]
[]
[]
[]
[]
[]
[]
[]
[]
[]
[]
[]
[]
[]
[]
[]
[]
[]
[]
[]
[]
[]
[]
[]
[]
[]
[]
[]
[]
[]
[]
[]
[]
[]
[]
[]
[]
[]
[]
[]
[]
[]
[]
[]
[]
[]
[]
[]
[]
[]
[]
[]
[]
[]
[]
[]
[]
[]
[]
[]
[]
[]
[]
[]
[]
[]
[]
[]
[]
[]
[]
[]
[]
[]
[]
[]
[]
["PLZ","Stadt","Norm-Außentemp.","Jahres-Mitteltemp.","Heiztage Neubau Heizgrenze 10°C","Heiztage ab 1995 Heizgrenze 12°C","Heiztage 1980-1995 Heizgrenze 13,5°C","Heiztage vor 1980 Heizgrenze 15°C"]
[1431,"Aalsmeer",-10,10.66,170,202,230,258]
[7121,"Aalten",-10,10.66,170,202,230,258]
[4885,"Achtkarspelen",-10,10.66,170,202,230,258]
[2950,"Alblasserdam",-10,10.66,170,202,230,258]
[3165,"Albrandswaard",-10,10.66,170,202,230,258]
[1800,"Alkmaar",-10,10.66,170,202,230,258]
[7600,"Almelo",-10,10.66,170,202,230,258]
[1300,"Almere",-9,10.66,170,202,230,258]
[2400,"Alphen aan den Rijn",-10,10.66,170,202,230,258]
[5131,"Alphen-Chaam",-10,10.66,170,202,230,258]
[9163,"Ameland",-10,10.66,170,202,230,258]
[3800,"Amersfoort",-11,10.66,170,202,230,258]
[1180,"Amstelveen",-10,10.66,170,202,230,258]
[1000,"Amsterdam",-8,10.66,170,202,230,258]
[7300,"Apeldoorn",-11,10.66,170,202,230,258]
[9900,"Appingedam",-10,10.66,170,202,230,258]
[6800,"Arnhem",-10,10.66,170,202,230,258]
[9400,"Assen",-10,10.66,170,202,230,258]
[5721,"Asten",-10,10.66,170,202,230,258]
[5111,"Baarle-Nassau",-10,10.66,170,202,230,258]
[3741,"Baarn",-10,10.66,170,202,230,258]
[2991,"Barendrecht",-10,10.66,170,202,230,258]
[3770,"Barneveld",-10,10.66,170,202,230,258]
[9781,"Bedum",-10,10.66,170,202,230,258]
[6191,"Beek",-10,10.66,170,202,230,258]
[7341,"Beemster",-10,10.66,170,202,230,258]
[5954,"Beesel",-10,10.66,170,202,230,258]
[9695,"Bellingwedde",-10,10.66,170,202,230,258]
[2861,"Bergambacht",-10,10.66,170,202,230,258]
[5571,"Bergeijk",-10,10.66,170,202,230,258]
[1861,"Bergen (Limburg)",-10,10.66,170,202,230,258]
[4600,"Bergen op Zoom",-10,10.66,170,202,230,258]
[9250,"Bergum",-10,10.66,170,202,230,258]
[7151,"Berkelland",-10,10.66,170,202,230,258]
[5681,"Best",-10,10.66,170,202,230,258]
[7588,"Beuningen",-10,10.66,170,202,230,258]
[1940,"Beverwijk",-7,10.66,170,202,230,258]
[3720,"Bilthoven",-10,10.66,170,202,230,258]
[5531,"Bladel",-10,10.66,170,202,230,258]
[8700,"Bolsward",-10,10.66,170,202,230,258]
[5280,"Boxtel",-10,10.66,170,202,230,258]
[4800,"Breda",-11,10.66,170,202,230,258]
[6440,"Brunssum",-10,10.66,170,202,230,258]
[1400,"Bussum",-10,10.66,170,202,230,258]
[2900,"Capelle aan den Ijssel",-10,10.66,170,202,230,258]
[1900,"Castricum",-10,10.66,170,202,230,258]
[7740,"Coevorden",-10,10.66,170,202,230,258]
[4100,"Culemborg",-10,10.66,170,202,230,258]
[7700,"Dedemsvaart",-10,10.66,170,202,230,258]
[2600,"Delft",-10,10.66,170,202,230,258]
[2491,"Den Haag",-10,10.66,170,202,230,258]
[1780,"Den Helder",-10,10.66,170,202,230,258]
[5750,"Deurne",-10,10.66,170,202,230,258]
[7400,"Deventer",-10,10.66,170,202,230,258]
[6950,"Dieren",-10,10.66,170,202,230,258]
[7000,"Doetinchem",-10,10.66,170,202,230,258]
[9100,"Dokkum",-10,10.66,170,202,230,258]
[3940,"Doorn",-10,10.66,170,202,230,258]
[3300,"Dordrecht",-8,10.66,170,202,230,258]
[9200,"Drachten",-10,10.66,170,202,230,258]
[3970,"Driebergen Rijsenburg",-10,10.66,170,202,230,258]
[6710,"Ede",-10,10.66,170,202,230,258]
[5600,"Eindhoven",-11,10.66,170,202,230,258]
[6660,"Elst",-10,10.66,170,202,230,258]
[8300,"Emmeloord",-10,10.66,170,202,230,258]
[7800,"Emmen",-10,10.66,170,202,230,258]
[1600,"Enkhuizen",-10,10.66,170,202,230,258]
[7500,"Enschede",-11,10.66,170,202,230,258]
[8160,"Epe",-10,10.66,170,202,230,258]
[8800,"Franeker",-10,10.66,170,202,230,258]
[6160,"Geleen",-10,10.66,170,202,230,258]
[7470,"Goor",-10,10.66,170,202,230,258]
[4200,"Gorinchem",-10,10.66,170,202,230,258]
[8400,"Gorredijk",-10,10.66,170,202,230,258]
[2800,"Gouda",-10,10.66,170,202,230,258]
[2490,"Gravenhage",-10,10.66,170,202,230,258]
[9700,"Groningen",-10,10.66,170,202,230,258]
[2000,"Haarlem",-6,10.66,170,202,230,258]
[1117,"Haarlemmermeer",-7,10.66,170,202,230,258]
[7700,"Hardenberg",-10,10.66,170,202,230,258]
[3840,"Harderwijk",-10,10.66,170,202,230,258]
[2100,"Heemstede",-10,10.66,170,202,230,258]
[8440,"Heerenveen",-10,10.66,170,202,230,258]
[1700,"Heerhugowaard",-10,10.66,170,202,230,258]
[6300,"Heerlen",-10,10.66,170,202,230,258]
[3220,"Hellevoetsluis",-10,10.66,170,202,230,258]
[5700,"Helmond",-10,10.66,170,202,230,258]
[7550,"Hengelo",-10,10.66,170,202,230,258]
[5200,"Hertogenbosch",-10,10.66,170,202,230,258]
[1200,"Hilversum",-11,10.66,170,202,230,258]
[2130,"Hoofddorp",-10,10.66,170,202,230,258]
[7900,"Hoogeveen",-10,10.66,170,202,230,258]
[9600,"Hoogezand",-10,10.66,170,202,230,258]
[3160,"Hoogvliet",-10,10.66,170,202,230,258]
[1620,"Hoorn",-10,10.66,170,202,230,258]
[1270,"Huizen",-10,10.66,170,202,230,258]
[1970,"Ijmuiden",-10,10.66,170,202,230,258]
[3400,"Ijsselstein",-10,10.66,170,202,230,258]
[8500,"Joure",-10,10.66,170,202,230,258]
[8250,"Kampen",-10,10.66,170,202,230,258]
[2220,"Katwijk",-10,10.66,170,202,230,258]
[6460,"Kerkrade",-11,10.66,170,202,230,258]
[2920,"Krimpen aan den Ijssel",-10,10.66,170,202,230,258]
[1250,"Laren",-10,10.66,170,202,230,258]
[4140,"Leerdam",-10,10.66,170,202,230,258]
[8900,"Leeuwarden",-10,10.66,170,202,230,258]
[2300,"Leiden",-8,10.66,170,202,230,258]
[2260,"Leidschendam",-10,10.66,170,202,230,258]
[8200,"Lelystad",-10,10.66,170,202,230,258]
[7130,"Lichtenvoorde",-10,10.66,170,202,230,258]
[2160,"Lisse",-10,10.66,170,202,230,258]
[3600,"Maarssen",-10,10.66,170,202,230,258]
[3140,"Maassluis",-10,10.66,170,202,230,258]
[6200,"Maastricht",-11,10.66,170,202,230,258]
[7940,"Meppel",-10,10.66,170,202,230,258]
[3240,"Middelharnis",-10,10.66,170,202,230,258]
[2670,"Naaldwijk",-10,10.66,170,202,230,258]
[3430,"Nieuwegein",-10,10.66,170,202,230,258]
[3860,"Nijkerk",-10,10.66,170,202,230,258]
[6500,"Nijmegen",-10,10.66,170,202,230,258]
[7440,"Nijverdal",-10,10.66,170,202,230,258]
[4400,"Noord en Zuid Beveland",-10,10.66,170,202,230,258]
[2200,"Noordwijk",-10,10.66,170,202,230,258]
[8070,"Nunspeet",-10,10.66,170,202,230,258]
[7570,"Oldenzaal",-10,10.66,170,202,230,258]
[6860,"Oosterbeek",-10,10.66,170,202,230,258]
[4900,"Oosterhout",-10,10.66,170,202,230,258]
[5340,"Oss",-10,10.66,170,202,230,258]
[3260,"Oud Beijerland",-10,10.66,170,202,230,258]
[3350,"Papendrecht",-10,10.66,170,202,230,258]
[1440,"Purmerend",-10,10.66,170,202,230,258]
[8100,"Raalte",-10,10.66,170,202,230,258]
[2980,"Ridderkerk",-10,10.66,170,202,230,258]
[2280,"Rijswijk",-10,10.66,170,202,230,258]
[9300,"Roden",-10,10.66,170,202,230,258]
[6040,"Roermond",-10,10.66,170,202,230,258]
[4700,"Roosendaal",-10,10.66,170,202,230,258]
[3000,"Rotterdam",-8,10.66,170,202,230,258]
[1740,"Schagen",-10,10.66,170,202,230,258]
[3100,"Schiedam",-10,10.66,170,202,230,258]
[4300,"Schouwen Duiveland",-10,10.66,170,202,230,258]
[6100,"Sittard",-10,10.66,170,202,230,258]
[8497,"Smallingerland",-10,10.66,170,202,230,258]
[8600,"Sneek",-10,10.66,170,202,230,258]
[3740,"Soest",-10,10.66,170,202,230,258]
[3200,"Spijkenisse",-10,10.66,170,202,230,258]
[9500,"Stadskanaal",-10,10.66,170,202,230,258]
[8330,"Steenwijk",-10,10.66,170,202,230,258]
[4530,"Terneuzen",-10,10.66,170,202,230,258]
[4000,"Tiel",-10,10.66,170,202,230,258]
[5000,"Tilburg",-10,10.66,170,202,230,258]
[5400,"Uden",-10,10.66,170,202,230,258]
[1420,"Uithoorn",-10,10.66,170,202,230,258]
[3500,"Utrecht",-9,10.66,170,202,230,258]
[5550,"Valkenswaard",-10,10.66,170,202,230,258]
[9640,"Veendam",-10,10.66,170,202,230,258]
[3900,"Veenendaal",-10,10.66,170,202,230,258]
[5460,"Veghel",-10,10.66,170,202,230,258]
[5500,"Veldhoven",-10,10.66,170,202,230,258]
[6880,"Velp",-10,10.66,170,202,230,258]
[1970,"Velsen",-7,10.66,170,202,230,258]
[5900,"Venlo",-10,10.66,170,202,230,258]
[5800,"Venray",-10,10.66,170,202,230,258]
[3130,"Vlaardingen",-10,10.66,170,202,230,258]
[1120,"Volendam",-10,10.66,170,202,230,258]
[2270,"Voorburg",-10,10.66,170,202,230,258]
[2250,"Voorschoten",-10,10.66,170,202,230,258]
[7670,"Vriezenveen",-10,10.66,170,202,230,258]
[5260,"Vught",-10,10.66,170,202,230,258]
[5140,"Waalwijk",-10,10.66,170,202,230,258]
[2740,"Waddinxveen",-10,10.66,170,202,230,258]
[6700,"Wageningen",-10,10.66,170,202,230,258]
[4330,"Walcheren",-10,10.66,170,202,230,258]
[2240,"Wassenaar",-10,10.66,170,202,230,258]
[6000,"Weert",-10,10.66,170,202,230,258]
[1380,"Weesp",-10,10.66,170,202,230,258]
[2291,"Westland",-10,10.66,170,202,230,258]
[6600,"Wijchen",-10,10.66,170,202,230,258]
[4261,"Wijk en Aalburg",-10,10.66,170,202,230,258]
[9670,"Winschoten",-10,10.66,170,202,230,258]
[9950,"Winsum",-10,10.66,170,202,230,258]
[7100,"Winterswijk",-10,10.66,170,202,230,258]
[3440,"Woerden",-10,10.66,170,202,230,258]
[1520,"Wormerveer",-10,10.66,170,202,230,258]
[1500,"Zaandam",-10,10.66,170,202,230,258]
[1500,"Zaanstad",-6,10.66,170,202,230,258]
[5300,"Zaltbommel",-10,10.66,170,202,230,258]
[4500,"Zeeuws Vlaanderen",-10,10.66,170,202,230,258]
[3700,"Zeist",-10,10.66,170,202,230,258]
[6900,"Zevenaar",-10,10.66,170,202,230,258]
[2700,"Zoetermeer",-7,10.66,170,202,230,258]
[7200,"Zutphen",-10,10.66,170,202,230,258]
[1160,"Zwanenburg",-10,10.66,170,202,230,258]
[3330,"Zwijndrecht",-10,10.66,170,202,230,258]
[8000,"Zwolle",-10,10.66,170,202,230,258]

{"sheet":"Translation","index":3,"n_rows":79,"n_cols":10,"rows_kept":79,"cut":false,"hidden":true,"merged":[]}
[]
["English/Englisch","Deutsch","English/Englisch","Holländisch",null,null,"Norskt/Norwegisch","Suomi/Finnisch","Spanisch","Estonian"]
["Heat demand by consumption","Heizlast nach Verbrauchsdaten","Heat demand by consumption","Verwarmingsvermogen"]
["Building","Gebäude","Building","Object"]
["Location (enter city)","Standort (Eingabe Stadt)","Location (enter city)","Plaats object"]
["Year of build","Baujahr","Year of build","Bouwjaar"]
["From 2009","Ab 2009","From 2009","Vanaf 2009"]
["1995 - 2008","1995 - 2008","1995 - 2008","1995-2008"]
["1980 - 1994","1980 - 1994","1980 - 1994","1980-1994"]
["Before 1980","Vor 1980","Before 1980","Voor 1980"]
["Type of building","Gebäudetyp","Type of building","Type Gebouw"]
["Residential building","Wohngebäude","Residential building","Woningbouw"]
["Office building","Bürogebäude","Office building","Utiliteit"]
["Hospital","Krankenhaus","Hospital","Ziekenhuis"]
["School (without showers)","Schule (ohne Duschen)","School (without showers)","School"]
["School (with showers)","Schule (mit Duschen)","School (with showers)","School met douchefaciliteit"]
["Retailer / Store","Einzelhandel/Kaufhaus","Retailer / Store","Handelsbedrijf"]
["Garage (with showers)","Werkstatt (mit Duschen)","Garage (with showers)","Werkplaats met douchefaciliteit"]
["Hotel (Standard)","Hotel (Standard)","Hotel (Standard)","Hotel (standaard)"]
["Hotel (High standard)","Hotel (Gehobener Standard)","Hotel (High standard)","Hotel (bovengemiddeld Luxe)"]
["Hotel (Luxury)","Hotel (Luxus)","Hotel (Luxury)","Hotel (luxe)"]
["Restaurant","Gaststätte","Restaurant","Gastenverblijf"]
["Nursing home","Heim","Nursing home","Bejaardenhuis"]
["Barracks","Kaserne","Barracks","Kazerne"]
["Sports facility (with showers)","Sportanlage (Mit Dusche)","Sports facility (with showers)","Sporthal (Met douchefaciliteit)"]
["Bakery","Bäckerei","Bakery","Bakkerij"]
["Hairdresser","Friseur","Hairdresser","Kapper"]
["Butcher (with production)","Fleischerei mit Produktion","Butcher (with production)","Slager met slachterij"]
["Average room temperature","Mittlere Innentemperatur","Average room temperature","Gemmidelde Ruimtemperatuur"]
["Heating system","Heizungsanlage","Heating system","Verwarmingsinstallatie"]
["Heat generator","Wärmeerzeuger","Heat generator","Verwarmingsbron"]
["Gas boiler","NT-Kessel Gas","Gas boiler","VR Gasketel"]
["Oil boiler","NT-Kessel Öl","Oil boiler","VR Olieketel"]
["Condensing gas boiler","Brennwertkessel Gas","Condensing gas boiler","HR gasketel"]
["Condensing oil boiler","Brennwertkessel Öl","Condensing oil boiler","HR Olieketel"]
["Storage heater","Wärmespeicher","Storage heater","Buffervat"]
["Electric heating","Elektro-Direktheizung","Electric heating","Directe Electrische verwarming"]
["District heating","Fernwärme","District heating","Stadsverwarming"]
["Pellet","Pelletkessel","Pellet","Palletketel"]
["Other","Sonstige","Other","Overige soorten"]
["Usage","Nutzungsart","Usage","Bedrijfswijze"]
["Heating only","Nur Heizung","Heating only","Alleen verwarming"]
["Heating | DHW","Heizung | Warmwasserbereitung","Heating | DHW","Verwarming/tapwaterbereiding"]
["Age of heating system","Alter Heizungsanlage","Age of heating system","Bestaande Verwarmingsinstallatie"]
["Before 1980","Vor 1980","Before 1980","Voor 1980"]
["1980 - 1994","1980 - 1994","1980 - 1994","1980-1994"]
["From 1995","Ab 1995","From 1995","Vanaf 1994"]
["DHW production","Warmwasserbereitung","DHW production","Tapwaterbereiding"]
["DHW type","Art der Warmwasserbereitung","DHW type","Type tapwaterbereiding"]
["Building-central without circulation","Gebäudezentral ohne Zirkulation","Building-central without circulation","Centrale opwekking zonder circulatieleiding"]
["Building-central with circulation","Gebäudezentral mit Zirkulation","Building-central with circulation","Centrale opwekking met circulatieleiding"]
["Apartment-central","Wohnungszentral","Apartment-central","Centrale opwekking"]
["Apartment-decentral","Dezentral (Einzelversorgung)","Apartment-decentral","Decentrale opwekking"]
["Number of residents","Anzahl Personen","Number of residents","Aantal Personen"]
["Demand period","Bedarfszeitraum","Demand period","Periode waarin behoefte is"]
["All year","Ganzjährig","All year","Gehele jaar"]
["1 month / year","1 Monat / Jahr","1 month / year","1 Maand/Jaar"]
["2 months / year","2 Monate / Jahr","2 months / year","2 Maanden/Jaar"]
["3 months / year","3 Monate / Jahr","3 months / year","3 Maanden/Jaar"]
["4 months / year","4 Monate / Jahr","4 months / year","4 Maanden/Jaar"]
["5 months / year","5 Monate / Jahr","5 months / year","5 Maanden/Jaar"]
["6 months / year","6 Monate / Jahr","6 months / year","6 Maanden/Jaar"]
["7 months / year","7 Monate / Jahr","7 months / year","7 Maanden/Jaar"]
["8 months / year","8 Monate / Jahr","8 months / year","8 Maanden/Jaar"]
["9 months / year","9 Monate / Jahr","9 months / year","9 Maanden/Jaar"]
["10 months / year","10 Monate / Jahr","10 months / year","10 Maanden/Jaar"]
["11 months / year","11 Monate / Jahr","11 months / year","11 Maanden/Jaar"]
["Summary","Ergebnis","Summary","Uitkomst"]
["Heat demand *","Gebäudeheizlast *","Heat demand *","Transmissieverlies"]
["Calculation based on DIN EN 12831 Supplement 2, may 2010","Entspricht der Wärmeerzeuger-Nennleistung. Die Norm-Gebäudeheizlast kann höher ausfallen, da interne und solare Wärmeeinträge (Fremdwärmegewinne) nicht berücksichtigt sind.","Calculation based on DIN EN 12831 Supplement 2, may 2010","Is volgens een normberekening, het officiele transmissieverlies kan hoger zijn omdat interne warmtelast en externe invloeden zoals zonlichttoetreding niet meegenomen zijn."]
[null,"Berechnung nach DIN EN 12831 Beiblatt 2 (Stand Mai 2012)",null,"Berekening volgens DIN EN 12831 Tapblad 2, stand mei 2012"]
["Consumption in l/year","Verbrauch in Liter/Jahr","Consumption in l/year","Verbruik in l/jr"]
["Consumption in m³/year","Verbrauch in m³/Jahr","Consumption in m³/year","Verbruik in m3/jr"]
["Consumption in kWh/year","Verbrauch in kWh/Jahr","Consumption in kWh/year","Verbruik in kWh/jr"]
["Consumption in kg/year","Verbrauch in kg/Jahr","Consumption in kg/year","Verbruik in kg/jr"]
["Number of persons","Anzahl Personen","Number of persons","Aantal Personen"]
["Number of beds","Anzahl Betten","Number of beds","Aantal bedden"]
["Number of employees","Anzahl Beschäftigte","Number of employees","Aantal medewerkers"]
["Number of seats","Anzahl Sitzplätze","Number of seats","Aantal zitplaatsen"]